## Polygon Asset Inputs
SAG Feature Number | Asset Sub Type | Existing or New Asset | Differs from Design | Unique Name/Id From Design Data | mE | mN | Vertex Order | Equipment Sequence Number | Site Name | Short Description | Descriptive Comment (Serving For, Situated at, Purpose of the asset) | Name of main contractor who installed asset | Manufacturer | Model | Model Number | Manufacturing Serial Number | Installation Date of the asset | Date of commission | Warranty Start Date | Warranty End Date | Location certainty - accuracy of data | Date of 'survey-start' | Guideline revision used for survey | File name of photo, if supplied | Attribute 1 | Attribute 2 | Attribute 3 | Attribute 4 | Attribute 5 | Attribute 6 | Attribute 7 | Attribute 8 | Attribute 9 | Attribute 10 | Attribute 11 | Attribute 12 | Attribute 13 | Attribute 14 | Attribute 15 | Attribute 16 | Attribute 17 | Attribute 18 | Attribute 19 | Attribute 20 | Attribute 21 | Attribute 22 | Attribute 23 | Attribute 24 | Attribute 25 | Attribute 26 | Attribute 27 | Attribute 28 | Attribute 29 | Attribute 30 | Attribute 31 | Attribute 32 | Attribute 33 | Attribute 34 | Attribute 35 | Attribute 36 | Attribute 37 | Attribute 38 | Attribute 39 | Attribute 40 | Attribute 41 | Attribute 42 | Attribute 43 | Attribute 44 | Attribute 45 | Attribute 46 | Attribute 47 | Attribute 48 | Attribute 49 | Attribute 50 | Attribute 51 | Attribute 52 | Attribute 53
I12 | Motor Control Centre | New | No |  | 2.1 | 3.1 | 1 |  | PS0134 EMMETT ST WW | PS0134 EMMETT ST WW - - MCC ELECTRICS KIOSK SWITCHBOARD |  | McConnell Dowell | TLJ Switchgear ltd | KIOSK SWITCHBOARD | NOT-AVL | 151208.01 | 2015-05-30 | 2015-05-03 | 2015-03-03 | 2016-03-03 |  |  |  |  | Painted Steel | 60 | 100 | 1000 | 2590 | 520 | POWDER COATED | 3 | 54 | NOT IN SPEC | No | NOT IN SPEC
I12 | Motor Control Centre | New | No |  | 2.2 | 3.2 | 2 |  | PS0134 EMMETT ST WW | PS0134 EMMETT ST WW - - MCC ELECTRICS KIOSK SWITCHBOARD |  | McConnell Dowell | TLJ Switchgear ltd | KIOSK SWITCHBOARD | NOT-AVL | 151208.01 | 2015-05-30 | 2015-05-03 | 2015-03-03 | 2016-03-03 |  |  |  |  | Painted Steel | 60 | 100 | 1000 | 2590 | 520 | POWDER COATED | 3 | 54 | NOT IN SPEC | No | NOT IN SPEC
I12 | Motor Control Centre | New | No |  | 2.3 | 3.3 | 3 |  | PS0134 EMMETT ST WW | PS0134 EMMETT ST WW - - MCC ELECTRICS KIOSK SWITCHBOARD |  | McConnell Dowell | TLJ Switchgear ltd | KIOSK SWITCHBOARD | NOT-AVL | 151208.01 | 2015-05-30 | 2015-05-03 | 2015-03-03 | 2016-03-03 |  |  |  |  | Painted Steel | 60 | 100 | 1000 | 2590 | 520 | POWDER COATED | 3 | 54 | NOT IN SPEC | No | NOT IN SPEC
I12 | Motor Control Centre | New | No |  | 2.1 | 3.1 | 4 |  | PS0134 EMMETT ST WW | PS0134 EMMETT ST WW - - MCC ELECTRICS KIOSK SWITCHBOARD |  | McConnell Dowell | TLJ Switchgear ltd | KIOSK SWITCHBOARD | NOT-AVL | 151208.01 | 2015-05-30 | 2015-05-03 | 2015-03-03 | 2016-03-03 |  |  |  |  | Painted Steel | 60 | 100 | 1000 | 2590 | 520 | POWDER COATED | 3 | 54 | NOT IN SPEC | No | NOT IN SPEC
I34 | Storage | New | No |  | 1.1 | 5.1 | 1 |  | PS0134 EMMETT ST WW | PS0134 EMMETT ST WW - Pump House - SEWERAGE TANK 1 |  | McConnell Dowell | Hynds | DN2700 RCFJ 225mm THICK WALL | N/A | N/A | 20.11.2015 | 20.11.2015 | 20.11.2015 | 20.11.2016 |  |  |  |  | Sewerage | Concrete |  | 26117 | Not-App | No | Pre-Fabricated | 14.139 | 9.263 | Not-Avl | Not-Avl | Not-App | Below Ground |  | 26.12 | 225 | Yes | Yes | Fibre Glass | 2.5
I34 | Storage | New | No |  | 1.2 | 5.2 | 2 |  | PS0134 EMMETT ST WW | PS0134 EMMETT ST WW - Pump House - SEWERAGE TANK 1 |  | McConnell Dowell | Hynds | DN2700 RCFJ 225mm THICK WALL | N/A | N/A | 20.11.2015 | 20.11.2015 | 20.11.2015 | 20.11.2016 |  |  |  |  | Sewerage | Concrete |  | 26117 | Not-App | No | Pre-Fabricated | 14.139 | 9.263 | Not-Avl | Not-Avl | Not-App | Below Ground |  | 26.12 | 225 | Yes | Yes | Fibre Glass | 2.5
I34 | Storage | New | No |  | 1.3 | 5.3 | 3 |  | PS0134 EMMETT ST WW | PS0134 EMMETT ST WW - Pump House - SEWERAGE TANK 1 |  | McConnell Dowell | Hynds | DN2700 RCFJ 225mm THICK WALL | N/A | N/A | 20.11.2015 | 20.11.2015 | 20.11.2015 | 20.11.2016 |  |  |  |  | Sewerage | Concrete |  | 26117 | Not-App | No | Pre-Fabricated | 14.139 | 9.263 | Not-Avl | Not-Avl | Not-App | Below Ground |  | 26.12 | 225 | Yes | Yes | Fibre Glass | 2.5
I34 | Storage | New | No |  | 1.1 | 5.1 | 4 |  | PS0134 EMMETT ST WW | PS0134 EMMETT ST WW - Pump House - SEWERAGE TANK 1 |  | McConnell Dowell | Hynds | DN2700 RCFJ 225mm THICK WALL | N/A | N/A | 20.11.2015 | 20.11.2015 | 20.11.2015 | 20.11.2016 |  |  |  |  | Sewerage | Concrete |  | 26117 | Not-App | No | Pre-Fabricated | 14.139 | 9.263 | Not-Avl | Not-Avl | Not-App | Below Ground |  | 26.12 | 225 | Yes | Yes | Fibre Glass | 2.5
Note on A1: enter feature number from CCC Feature List
Note on B1: specific subtype of asset
Note on D1: asset different to design? E.g. material/size differs, significant position change
Note on E1: Unique asset name taken from construction plans
Note on F1: line vertex easting coordinate (Mt Pleasant 2000)?/
Note on G1: line vertex northing coordinate (Mt Pleasant 2000)??
Note on H1: Order of vertices for lines with more than one vertex or for curved pipes - enter SA for start of arc and EA for end of arc
Note on I1: Enter "1", "2", so on where there are multiple assets of same type. E.g. Pump 01, Pump 02
Note on J1: Enter Site Name e.g. PS0150 PUMP STATION XYZ
Note on K1: Short Description of the asset/ equipment e.g. WELL PUMP 01
Note on L1: (Serving For, Situated at, Purpose of the asset) e.g. for Starter that serves Pump 01.. So enter "For PUMP 01"
Note on M1: Main Contractor Name who installed the asset
Note on N1: Manufactuerer of the equipment / asset
Note on O1: Model Number of the equipment
Note on S1: date when asset was commissioned
Note on V1: accuracy of spatial data
Note on W1: date when survey started
Note on X1: SAG and CAT version used for this survey

## Point Asset Inputs
SAG Feature Number | Asset Sub Type | Existing or New Asset | Differs from Design | Unique Name/Id From Design Data | mE | mN | Vertex Order | Equipment Sequence Number | Site Name | Short Description | Descriptive Comment (Serving For, Situated at, Purpose of the asset) | Name of main contractor who installed asset | Manufacturer | Model | Model Number | Manufacturing Serial Number | Installation Date of the asset | Date of commission | Warranty Start Date | Warranty End Date | Location certainty - accuracy of data | Date of 'survey-start' | Guideline revision used for survey | File name of photo, if supplied | Attribute 1 | Attribute 2 | Attribute 3 | Attribute 4 | Attribute 5 | Attribute 6 | Attribute 7 | Attribute 8 | Attribute 9 | Attribute 10 | Attribute 11 | Attribute 12 | Attribute 13 | Attribute 14 | Attribute 15 | Attribute 16 | Attribute 17 | Attribute 18 | Attribute 19 | Attribute 20 | Attribute 21 | Attribute 22 | Attribute 23 | Attribute 24 | Attribute 25 | Attribute 26 | Attribute 27 | Attribute 28 | Attribute 29 | Attribute 30 | Attribute 31 | Attribute 32 | Attribute 33 | Attribute 34 | Attribute 35 | Attribute 36 | Attribute 37 | Attribute 38 | Attribute 39 | Attribute 40 | Attribute 41 | Attribute 42 | Attribute 43 | Attribute 44 | Attribute 45 | Attribute 46 | Attribute 47 | Attribute 48 | Attribute 49 | Attribute 50 | Attribute 51 | Attribute 52 | Attribute 53
I03 | Reduced Pressure Backflow Prev | New | No | [5 empty] | PS0134 EMMETT ST WW | PS0134 EMMETT ST WW - Pump House - RPZ - Reduced Pressure (RPZ) BACKFLOW RPZ1 |  | Downer | Wilkins | 375 | 375 RP | B013403 | 21.03.2016 | 15.03.2016 | 21.03.2016 | 21.03.2017 |  |  |  |  | 25 | 358 | Bruce Calder | N/A | 1200
I37 | Gate | New | No | [5 empty] | PS0134 EMMETT ST WW | PS0134 EMMETT ST WW - Pump 1 - GATE VALVE 1 |  | McConnell Dowell | AVK Australia Pty Ltd | AVK57 | 40 | 0815595 1440009 | 24.05.2016 | 24.05.2016 | 24.05.2016 | 24.05.2017 | [5 empty] | Flanged |  | No | DN150 | No |  | 10914-DE-WW-DG-4102
I37 | Gate | New | No | [5 empty] | PS0134 EMMETT ST WW | PS0134 EMMETT ST WW - Pump 2 - GATE VALVE 2 |  | McConnell Dowell | AVK Australia Pty Ltd | AVK57 | 40 | 0815595 1440010 | 24.05.2016 | 24.05.2016 | 24.05.2016 | 24.05.2017 | [5 empty] | Flanged |  | No | DN150 | No |  | 10914-DE-WW-DG-4102
I37 | Gate | New | No | [5 empty] | PS0134 EMMETT ST WW | PS0134 EMMETT ST WW - Bypass - GATE VALVE 1 |  | McConnell Dowell | AVK Australia Pty Ltd | AVK57 | 40 | 0815595 1440011 | 24.05.2016 | 24.05.2016 | 24.05.2016 | 24.05.2017 | [5 empty] | Flanged |  | No | DN150 | Yes |  | 10914-DE-WW-DG-4102
I37 | Check-Swing Check | New | No | [5 empty] | PS0134 EMMETT ST WW | PS0134 EMMETT ST WW - Pump 1 - CHECK /REFLUX VALVE 1 |  | McConnell Dowell | AVK Australia Pty Ltd | AVK41 | 8X | RV 150 2015 13 | 24.05.2016 | 24.05.2016 | 24.05.2016 | 24.05.2017 |  |  |  |  | Counter weight | Flanged |  | No | DN150 | No |  | 10914-DE-WW-DG-4102
I37 | Check-Swing Check | New | No | [5 empty] | PS0134 EMMETT ST WW | PS0134 EMMETT ST WW - Pump 2 - CHECK /REFLUX VALVE 2 |  | McConnell Dowell | AVK Australia Pty Ltd | AVK41 | 8X | RV 150 2015 01 | 24.05.2016 | 24.05.2016 | 24.05.2016 | 24.05.2017 |  |  |  |  | Counter weight | Flanged |  | No | DN150 | No |  | 10914-DE-WW-DG-4102
I37 | Gate-Knife | New | No | [5 empty] | PS0134 EMMETT ST WW | PS0134 EMMETT ST WW - Inlet - KNIFE PENSTOCK 1 |  | McConnell Dowell | IMF | DN300S | CF8M | Not Avl. | 24.05.2016 | 24.05.2016 | 24.05.2016 | 24.05.2017 | [5 empty] | Flanged |  | No | DN300 | YES |  | 10914-DE-WW-DG-4102
I37 | Gate | New | No | [5 empty] | PS0134 EMMETT ST WW | PS0134 EMMETT ST WW - Outlet - GATE VALVE 1 |  | McConnell Dowell | AVK Australia Pty Ltd | AVK 57 | 40 | 0815595 1440013 | 24.05.2016 | 24.05.2016 | 24.05.2016 | 24.05.2017 | [5 empty] | Flanged |  | No | DN150 | YES |  | 10914-DE-WW-DG-4102
I28 | Submersible | New | No | [5 empty] | PS0134 EMMETT ST WW | PS0134 EMMETT ST WW - Wet Well - TRANSFER PUMPSET 1 |  | McConnell Dowell | Flygt | NP3102 MT3 | 3102.800 | 1430001 | 20.4.2016 | 20.11.2015 | 20.11.2015 | 20.11.2016 |  |  |  |  | Sewerage | Transfer | 86.76 | 6 | 10.4 | 202 | 460 |  |  | Yes | Electrical | 13.5 | 13.5 | 15.88 | 3 | 415 | AC | 1445 |  | 2.85 | 150 | BSC 10 Table E | Yes | Cast Iron | Cast Iron | 104
I28 | Submersible | New | No | [5 empty] | PS0134 EMMETT ST WW | PS0134 EMMETT ST WW - Wet Well - TRANSFER PUMPSET 2 |  | McConnell Dowell | Flygt | NP3102 MT3 | 3102.800 | 1430002 | 20.4.2016 | 20.11.2015 | 20.11.2015 | 20.11.2016 |  |  |  |  | Sewerage | Transfer | 86.76 | 6 | 10.4 | 202 | 460 |  |  | Yes | Electrical | 13.5 | 13.5 | 15.88 | 3 | 415 | AC | 1445 |  | 2.85 | 150 | BSC 10 Table E | Yes | Cast Iron | Cast Iron | 104
Note on A1: enter feature number from CCC Feature List
Note on B1: specific subtype of asset
Note on D1: asset different to design? E.g. material/size differs, significant position change
Note on E1: Unique asset name taken from construction plans
Note on F1: line vertex easting coordinate (Mt Pleasant 2000)?/
Note on G1: line vertex northing coordinate (Mt Pleasant 2000)??
Note on H1: Order of vertices for lines with more than one vertex or for curved pipes - enter SA for start of arc and EA for end of arc
Note on I1: Enter "1", "2", so on where there are multiple assets of same type. E.g. Pump 01, Pump 02
Note on J1: Enter Site Name e.g. PS0150 PUMP STATION XYZ
Note on K1: Short Description of the asset/ equipment e.g. WELL PUMP 01
Note on L1: (Serving For, Situated at, Purpose of the asset) e.g. for Starter that serves Pump 01.. So enter "For PUMP 01"
Note on M1: Main Contractor Name who installed the asset
Note on N1: Manufactuerer of the equipment / asset
Note on O1: Model Number of the equipment
Note on S1: date when asset was commissioned
Note on V1: accuracy of spatial data
Note on W1: date when survey started
Note on X1: SAG and CAT version used for this survey

## Equipment Input
SAG Feature Number | Asset Sub Type | Existing or New Asset | Differs from Design | Unique Name/Id From Design Data | mE | mN | Vertex Order | Equipment Sequence Number | Site Name | Short Description | Descriptive Comment (Serving For, Situated at, Purpose of the asset) | Name of main contractor who installed asset | Manufacturer | Model | Model Number | Manufacturing Serial Number | Installation Date of the asset | Date of commission | Warranty Start Date | Warranty End Date | Location certainty - accuracy of data | Date of 'survey-start' | Guideline revision used for survey | File name of photo, if supplied | Attribute 1 | Attribute 2 | Attribute 3 | Attribute 4 | Attribute 5 | Attribute 6 | Attribute 7 | Attribute 8 | Attribute 9 | Attribute 10 | Attribute 11 | Attribute 12 | Attribute 13 | Attribute 14 | Attribute 15 | Attribute 16 | Attribute 17 | Attribute 18 | Attribute 19 | Attribute 20 | Attribute 21 | Attribute 22 | Attribute 23 | Attribute 24 | Attribute 25 | Attribute 26 | Attribute 27 | Attribute 28 | Attribute 29 | Attribute 30 | Attribute 31 | Attribute 32 | Attribute 33 | Attribute 34 | Attribute 35 | Attribute 36 | Attribute 37 | Attribute 38 | Attribute 39 | Attribute 40 | Attribute 41 | Attribute 42 | Attribute 43 | Attribute 44 | Attribute 45 | Attribute 46 | Attribute 47 | Attribute 48 | Attribute 49 | Attribute 50 | Attribute 51 | Attribute 52 | Attribute 53
I06 |  | New | No | [5 empty] | PS0134 EMMETT ST WW | PS0134 EMMETT ST WW - SUPPLY - POWER CABLE |  | McConnell Dowell | NOT-APP | NOT-APP | NOT-APP | NOT-APP | 2.02.2016 | 1.02.2016 | 2.02.2016 | 2.02.2017 |  |  |  |  | POWER | 20 | 16mm2 3C Neutral Screen
I06 |  | New | No | [5 empty] | PS0134 EMMETT ST WW | PS0134 EMMETT ST WW - ASSORTED - POWER CABLE |  | McConnell Dowell | NOT-APP | NOT-APP | NOT-APP | NOT-APP | 2.02.2016 | 1.02.2016 | 2.02.2016 | 2.02.2017 |  |  |  |  | POWER | 38 | assorted power cables
I06 |  | New | No | [5 empty] | PS0134 EMMETT ST WW | PS0134 EMMETT ST WW - ASSORTED - SIGNAL / CONTROL CABLE |  | McConnell Dowell | NOT-APP | NOT-APP | NOT-APP | NOT-APP | 2.02.2016 | 1.02.2016 | 2.02.2016 | 2.02.2017 |  |  |  |  | SIGNAL / CONTROL | 65 | assorted controls cables
I06 |  | New | No | [5 empty] | PS0134 EMMETT ST WW | PS0134 EMMETT ST WW - ASSORTED - COMMUNICATIONS CABLE |  | McConnell Dowell | NOT-APP | NOT-APP | NOT-APP | NOT-APP | 2.02.2016 | 1.02.2016 | 2.02.2016 | 2.02.2017 |  |  |  |  | COMMUNICATIONS | 23 | Assorted communications cables
I18 | Carbon | New | No | [5 empty] | PS0134 EMMETT ST WW | PS0134 EMMETT ST WW - WET WELL - CARBON FILTERBED |  | McConnell Dowell | Armatec | GDOF-42 | 42 | Not-Avl | 12.01.16 | 15.12.15 | 15.12.15 | 15.12.16 |  |  |  |  | Air | Carbon | 3.36 | 4.5 | 70 | NOT-APP
I22 |  | New | No | [5 empty] | PS0134 EMMETT ST WW | PS0134 EMMETT ST WW - OUTFLOW PRESSURE - ELECTRONIC INDICATOR INSTRUMENT 1 |  | McConnell Dowell | YOKOGAWA | EJX530A-EAS4N-01EF | EJX530A-EAS4N-01EF | NOT-AVL | 2015-06-30 | 2015-03-03 | 2015-03-03 | 2016-03-03 |  |  |  |  | Pressure | Pascal Pa
I22 |  | New | No | [5 empty] | PS0134 EMMETT ST WW | PS0134 EMMETT ST WW - WET WELL LEVEL - ELECTRONIC INDICATOR INSTRUMENT 1 |  | McConnell Dowell | MILTRONICS | MULTIRANGER | 100 | NOT-AVL | 2015-06-30 | 2015-03-03 | 2015-03-03 | 2016-03-03 |  |  |  |  | Level | Meter m
I22 |  | New | No | [5 empty] | PS0134 EMMETT ST WW | PS0134 EMMETT ST WW - WET WELL LEVEL - ELECTRONIC INDICATOR INSTRUMENT 1 |  | McConnell Dowell | MILTRONICS | MULTIRANGER | XPS15 | NOT-AVL | 2015-06-30 | 2015-03-03 | 2015-03-03 | 2016-03-03 |  |  |  |  | Level | Meter m
I22 |  | New | No | [5 empty] | PS0134 EMMETT ST WW | PS0134 EMMETT ST WW - Flowmeter chamber - MAG FLOW INSTRUMENT 1 |  | McConnell Dowell | YOKOGAWA | OPTIFLUX 2000 | 100MM | S5P601636 | 2015-06-30 | 2015-03-03 | 2015-03-03 | 2016-03-03 |  |  |  |  | Flow | cu. Meter per hour m3/hr
I24 | Switch | New | No | [5 empty] | PS0134 EMMETT ST WW | PS0134 EMMETT ST WW - ETHERNET SWITCH - SWITCH NETWORKEQ 1 |  | McConnell Dowell | Schneider Electric | TCSC | TCSCSU083FN0 | RN154619423 | 2014-06-30 | 2014-03-03 | 2014-03-03 | 2015-03-03
I24 | Router | New | No | [5 empty] | PS0134 EMMETT ST WW | PS0134 EMMETT ST WW - ETHERNET ROUTER - ROUTER NETWORKEQ 1 |  | McConnell Dowell | Schneider Electric | TCSE | TCSEOM113M13M | NOT-AVL | 2014-06-30 | 2014-03-03 | 2014-03-03 | 2015-03-03
I31 |  | New | No | [5 empty] | PS0134 EMMETT ST WW | PS0134 EMMETT ST WW - KIOSK - MAIN RADIO 1 |  | McConnell Dowell | DATARADIO | ViPR IP Data Radio | 140-5048-600 | 681543 | 2014-06-30 | 2014-03-03 | 2014-03-03 | 2015-03-03 |  |  |  |  | F29 | 24 | DC | RADATA SYSTEMS | Yagi
I29 |  | New | No | [5 empty] | PS0134 EMMETT ST WW | PS0134 EMMETT ST WW - CONTROL KIOSK - MAIN RTU_PLC 1 |  | McConnell Dowell | YOKOGAWA | FCN CPU MODULE | NFCP100-S00 | C3PG29307G | 2014-06-30 | 2014-03-03 | 2014-03-03 | 2015-03-03 |  |  |  |  | 230 | AC
I33 | VSD AC | New | No | [5 empty] | PS0134 EMMETT ST WW | PS0134 EMMETT ST WW - PUMP 1 STARTER 1 |  | McConnell Dowell | Schneider | EMX3 | EMX3-0053B-V4-C2-H | 193114-503 | 2014-06-30 | 2014-03-03 | 2015-03-03 | 2016-03-03 |  |  |  |  | 53 | 25 | 20
I33 | VSD AC | New | No | [5 empty] | PS0134 EMMETT ST WW | PS0134 EMMETT ST WW - PUMP 2 STARTER 2 |  | McConnell Dowell | Schneider | EMX3 | EMX3-0053B-V4-C2-H | 839114-074 | 2014-06-30 | 2014-03-03 | 2015-03-03 | 2016-03-03 |  |  |  |  | 53 | 25 | 20
I33 | VSD AC | New | No | [5 empty] | PS0134 EMMETT ST WW | PS0134 EMMETT ST WW - PUMP 1 - MAIN STARTER 1 |  | McConnell Dowell | Schneider | ALTIVAR | ALTIVAR 61 | 6W1606000128 | 30.05.2016 | 3.02.2016 | 30.05.2016 | 30.05.2017
I33 | VSD AC | New | No | [5 empty] | PS0134 EMMETT ST WW | PS0134 EMMETT ST WW - PUMP 2 - MAIN STARTER 2 |  | McConnell Dowell | Schneider | ALTIVAR | ALTIVAR 61 | 6W1606000129 | 30.05.2016 | 3.02.2016 | 30.05.2016 | 30.05.2017
Note on A1: enter feature number from CCC Feature List
Note on B1: specific subtype of asset
Note on D1: asset different to design? E.g. material/size differs, significant position change
Note on E1: Unique asset name taken from construction plans
Note on F1: line vertex easting coordinate (Mt Pleasant 2000)?/
Note on G1: line vertex northing coordinate (Mt Pleasant 2000)??
Note on H1: Order of vertices for lines with more than one vertex or for curved pipes - enter SA for start of arc and EA for end of arc
Note on I1: Enter "1", "2", so on where there are multiple assets of same type. E.g. Pump 01, Pump 02
Note on J1: Enter Site Name e.g. PS0150 PUMP STATION XYZ
Note on K1: Short Description of the asset/ equipment e.g. WELL PUMP 01
Note on L1: (Serving For, Situated at, Purpose of the asset) e.g. for Starter that serves Pump 01.. So enter "For PUMP 01"
Note on M1: Main Contractor Name who installed the asset
Note on N1: Manufactuerer of the equipment / asset
Note on O1: Model Number of the equipment
Note on S1: date when asset was commissioned
Note on V1: accuracy of spatial data
Note on W1: date when survey started
Note on X1: SAG and CAT version used for this survey

## CCC Features List
Equipment | [60 empty] | I01
Actuator | Actuator Type | Existing or New Asset | Differs from design (yes/no) | Unique identifier from drawing | Leave Blank | Leave Blank | Leave Blank | Equipment Sequence Number | Site Name | Short Description | Descriptive Comment (Serving For, Situated at, Purpose of the asset) | Name of main contractor who installed asset | Manufacturer | Model | Model Number | Manufacturing Serial Number | Installation Date of the asset | Date of commission | Warranty Start Date | Warranty End Date | Leave Blank | Date of 'survey-start' | Guideline revision used for survey | File name of photo, if supplied | kW Rating | Voltage (V) | Current Type | Torque Rating in Nm | Leave Blank | Leave Blank | Leave Blank | Leave Blank | Leave Blank | Leave Blank | Leave Blank | Leave Blank | Leave Blank | Leave Blank | Leave Blank | Leave Blank | Leave Blank | Leave Blank | Leave Blank | Leave Blank | Leave Blank | Leave Blank | Leave Blank | Leave Blank | Leave Blank | Leave Blank | Leave Blank | Leave Blank | Leave Blank | Leave Blank | Leave Blank | Leave Blank | Leave Blank | Leave Blank | Leave Blank | Leave Blank | I01
I01 | Actuator Type | Existing or New Asset | Differs from design (yes/no) | Unique identifier from drawing | Leave Blank | Leave Blank | Leave Blank | Equipment Sequence Number | Site Name | Short Description | Descriptive Comment (Serving For, Situated at, Purpose of the asset) | Name of main contractor who installed asset | Manufacturer | Model | Model Number | Manufacturing Serial Number | Installation Date of the asset | Date of commission | Warranty Start Date | Warranty End Date | Leave Blank | Date of 'survey-start' | Guideline revision used for survey | File name of photo, if supplied | kW Rating | Voltage (V) | Current Type | Torque Rating in Nm | Leave Blank | Leave Blank | Leave Blank | Leave Blank | Leave Blank | Leave Blank | Leave Blank | Leave Blank | Leave Blank | Leave Blank | Leave Blank | Leave Blank | Leave Blank | Leave Blank | Leave Blank | Leave Blank | Leave Blank | Leave Blank | Leave Blank | Leave Blank | Leave Blank | Leave Blank | Leave Blank | Leave Blank | Leave Blank | Leave Blank | Leave Blank | Leave Blank | Leave Blank | Leave Blank | Leave Blank | Leave Blank
Equipment | [60 empty] | I02
Air Conditioner | Air Conditioner Type | Existing or New Asset | Differs from design (yes/no) | Unique identifier from drawing | Leave Blank | Leave Blank | Leave Blank | Equipment Sequence Number | Site Name | Short Description | Descriptive Comment (Serving For, Situated at, Purpose of the asset) | Name of main contractor who installed asset | Manufacturer | Model | Model Number | Manufacturing Serial Number | Installation Date of the asset | Date of commission | Warranty Start Date | Warranty End Date | Leave Blank | Date of 'survey-start' | Guideline revision used for survey | File name of photo, if supplied | kW Rating | Cooling Capacity in kW | Leave Blank | Leave Blank | Leave Blank | Leave Blank | Leave Blank | Leave Blank | Leave Blank | Leave Blank | Leave Blank | Leave Blank | Leave Blank | Leave Blank | Leave Blank | Leave Blank | Leave Blank | Leave Blank | Leave Blank | Leave Blank | Leave Blank | Leave Blank | Leave Blank | Leave Blank | Leave Blank | Leave Blank | Leave Blank | Leave Blank | Leave Blank | Leave Blank | Leave Blank | Leave Blank | Leave Blank | Leave Blank | Leave Blank | Leave Blank | I02
I02 | Air Conditioner Type | Existing or New Asset | Differs from design (yes/no) | Unique identifier from drawing | Leave Blank | Leave Blank | Leave Blank | Equipment Sequence Number | Site Name | Short Description | Descriptive Comment (Serving For, Situated at, Purpose of the asset) | Name of main contractor who installed asset | Manufacturer | Model | Model Number | Manufacturing Serial Number | Installation Date of the asset | Date of commission | Warranty Start Date | Warranty End Date | Leave Blank | Date of 'survey-start' | Guideline revision used for survey | File name of photo, if supplied | kW Rating | Cooling Capacity in kW | Leave Blank | Leave Blank | Leave Blank | Leave Blank | Leave Blank | Leave Blank | Leave Blank | Leave Blank | Leave Blank | Leave Blank | Leave Blank | Leave Blank | Leave Blank | Leave Blank | Leave Blank | Leave Blank | Leave Blank | Leave Blank | Leave Blank | Leave Blank | Leave Blank | Leave Blank | Leave Blank | Leave Blank | Leave Blank | Leave Blank | Leave Blank | Leave Blank | Leave Blank | Leave Blank | Leave Blank | Leave Blank | Leave Blank | Leave Blank
Point Asset Input | [60 empty] | I03
Stations Backflow Preventer | Backflow Type | Existing or New Asset | Differs from design (yes/no) | Unique identifier from drawing | Centre of Structure in Easting coordinate | Centre of Structure in Northing coordinate | Leave Blank | Equipment Sequence Number | Site Name | Short Description | Descriptive Comment (Serving For, Situated at, Purpose of the asset) | Name of main contractor who installed asset | Manufacturer | Model | Model Number | Manufacturing Serial Number | Installation Date of the asset | Date of commission | Warranty Start Date | Warranty End Date | Location certainty - accuracy of data | Date of 'survey-start' | Guideline revision used for survey | File name of photo, if supplied | Backflow Internal Diameter in millimetres (mm). | IQP Number | Tester Name | Building Consent Number | Operating Pressure in kPa | Constuction material | Leave Blank | Leave Blank | Leave Blank | Leave Blank | Leave Blank | Leave Blank | Leave Blank | Leave Blank | Leave Blank | Leave Blank | Leave Blank | Leave Blank | Leave Blank | Leave Blank | Leave Blank | Leave Blank | Leave Blank | Leave Blank | Leave Blank | Leave Blank | Leave Blank | Leave Blank | Leave Blank | Leave Blank | Leave Blank | Leave Blank | Leave Blank | Leave Blank | Leave Blank | Leave Blank | I03
I03 | Backflow Type | Existing or New Asset | Differs from design (yes/no) | Unique identifier from drawing | Centre of Structure in Easting coordinate | Centre of Structure in Northing coordinate | Leave Blank | Equipment Sequence Number | Site Name | Short Description | Descriptive Comment (Serving For, Situated at, Purpose of the asset) | Name of main contractor who installed asset | Manufacturer | Model | Model Number | Manufacturing Serial Number | Installation Date of the asset | Date of commission | Warranty Start Date | Warranty End Date | Location certainty - accuracy of data | Date of 'survey-start' | Guideline revision used for survey | File name of photo, if supplied | Backflow Internal Diameter in millimetres (mm). | IQP Number | Tester Name | Building Consent Number | Operating Pressure in kPa | Construction Material | Leave Blank | Leave Blank | Leave Blank | Leave Blank | Leave Blank | Leave Blank | Leave Blank | Leave Blank | Leave Blank | Leave Blank | Leave Blank | Leave Blank | Leave Blank | Leave Blank | Leave Blank | Leave Blank | Leave Blank | Leave Blank | Leave Blank | Leave Blank | Leave Blank | Leave Blank | Leave Blank | Leave Blank | Leave Blank | Leave Blank | Leave Blank | Leave Blank | Leave Blank | Leave Blank
Polygon Asset Input | [60 empty] | I04
Stations Building | Building type | Existing or New Asset | Differs from design (yes/no) | Unique identifier from drawing | Polygon Vertex Easting coordinate | Polygon Vertex Northing coordinate | Order of vertex / point along polygon | Equipment Sequence Number | Site Name | Short Description | Descriptive Comment (Serving For, Situated at, Purpose of the asset) | Name of main contractor who installed asset | Manufacturer | Model | Model Number | Manufacturing Serial Number | Installation Date of the asset | Date of commission | Warranty Start Date | Warranty End Date | Location certainty - accuracy of data | Date of 'survey-start' | Guideline revision used for survey | File name of photo, if supplied | Ground Feature Type | Dry Well Present (Yes/No) | Buidling Construction Material | Floor RL in meters (m). | Floor Area in meters square. (m2) | Toilet Present (Yes/No) | Air conditioned (Yes/No) | Leave Blank | Leave Blank | Leave Blank | Leave Blank | Leave Blank | Leave Blank | Leave Blank | Leave Blank | Leave Blank | Leave Blank | Leave Blank | Leave Blank | Leave Blank | Leave Blank | Leave Blank | Leave Blank | Leave Blank | Leave Blank | Leave Blank | Leave Blank | Leave Blank | Leave Blank | Leave Blank | Leave Blank | Leave Blank | Leave Blank | Leave Blank | Leave Blank | Leave Blank | I04
I04 | Building type | Existing or New Asset | Differs from design (yes/no) | Unique identifier from drawing | Polygon Vertex Easting coordinate | Polygon Vertex Northing coordinate | Order of vertex / point along polygon | Equipment Sequence Number | Site Name | Short Description | Descriptive Comment (Serving For, Situated at, Purpose of the asset) | Name of main contractor who installed asset | Manufacturer | Model | Model Number | Manufacturing Serial Number | Installation Date of the asset | Date of commission | Warranty Start Date | Warranty End Date | Location certainty - accuracy of data | Date of 'survey-start' | Guideline revision used for survey | File name of photo, if supplied | Ground Feature Type | Dry Well Present (Yes/No) | Buidling Construction Material | Floor RL in meters (m). | Floor Area in meters square. (m2) | Toilet Present (Yes/No) | Air conditioned (Yes/No) | Leave Blank | Leave Blank | Leave Blank | Leave Blank | Leave Blank | Leave Blank | Leave Blank | Leave Blank | Leave Blank | Leave Blank | Leave Blank | Leave Blank | Leave Blank | Leave Blank | Leave Blank | Leave Blank | Leave Blank | Leave Blank | Leave Blank | Leave Blank | Leave Blank | Leave Blank | Leave Blank | Leave Blank | Leave Blank | Leave Blank | Leave Blank | Leave Blank | Leave Blank
Equipment | [60 empty] | I05
Bus Duct | Leave Blank | Existing or New Asset | Differs from design (yes/no) | Unique identifier from drawing | Leave Blank | Leave Blank | Leave Blank | Equipment Sequence Number | Site Name | Short Description | Descriptive Comment (Serving For, Situated at, Purpose of the asset) | Name of main contractor who installed asset | Manufacturer | Model | Model Number | Manufacturing Serial Number | Installation Date of the asset | Date of commission | Warranty Start Date | Warranty End Date | Leave Blank | Date of 'survey-start' | Guideline revision used for survey | File name of photo, if supplied | Maximum Current Rating in Amperes (A). | Leave Blank | Leave Blank | Leave Blank | Leave Blank | Leave Blank | Leave Blank | Leave Blank | Leave Blank | Leave Blank | Leave Blank | Leave Blank | Leave Blank | Leave Blank | Leave Blank | Leave Blank | Leave Blank | Leave Blank | Leave Blank | Leave Blank | Leave Blank | Leave Blank | Leave Blank | Leave Blank | Leave Blank | Leave Blank | Leave Blank | Leave Blank | Leave Blank | Leave Blank | Leave Blank | Leave Blank | Leave Blank | Leave Blank | Leave Blank | Leave Blank | I05
I05 | Leave Blank | Existing or New Asset | Differs from design (yes/no) | Unique identifier from drawing | Leave Blank | Leave Blank | Leave Blank | Equipment Sequence Number | Site Name | Short Description | Descriptive Comment (Serving For, Situated at, Purpose of the asset) | Name of main contractor who installed asset | Manufacturer | Model | Model Number | Manufacturing Serial Number | Installation Date of the asset | Date of commission | Warranty Start Date | Warranty End Date | Leave Blank | Date of 'survey-start' | Guideline revision used for survey | File name of photo, if supplied | Maximum Current Rating in Amperes (A). | Leave Blank | Leave Blank | Leave Blank | Leave Blank | Leave Blank | Leave Blank | Leave Blank | Leave Blank | Leave Blank | Leave Blank | Leave Blank | Leave Blank | Leave Blank | Leave Blank | Leave Blank | Leave Blank | Leave Blank | Leave Blank | Leave Blank | Leave Blank | Leave Blank | Leave Blank | Leave Blank | Leave Blank | Leave Blank | Leave Blank | Leave Blank | Leave Blank | Leave Blank | Leave Blank | Leave Blank | Leave Blank | Leave Blank | Leave Blank | Leave Blank
Equipment | [60 empty] | I06
Cable | Leave Blank | Existing or New Asset | Differs from design (yes/no) | Unique identifier from drawing | Leave Blank | Leave Blank | Leave Blank | Equipment Sequence Number | Site Name | Short Description | Descriptive Comment (Serving For, Situated at, Purpose of the asset) | Name of main contractor who installed asset | Manufacturer | Model | Model Number | Manufacturing Serial Number | Installation Date of the asset | Date of commission | Warranty Start Date | Warranty End Date | Leave Blank | Date of 'survey-start' | Guideline revision used for survey | File name of photo, if supplied | Cable Purpose | Cable length in meters (m). | Spec Sheet | Leave Blank | Leave Blank | Leave Blank | Leave Blank | Leave Blank | Leave Blank | Leave Blank | Leave Blank | Leave Blank | Leave Blank | Leave Blank | Leave Blank | Leave Blank | Leave Blank | Leave Blank | Leave Blank | Leave Blank | Leave Blank | Leave Blank | Leave Blank | Leave Blank | Leave Blank | Leave Blank | Leave Blank | Leave Blank | Leave Blank | Leave Blank | Leave Blank | Leave Blank | Leave Blank | Leave Blank | Leave Blank | Leave Blank | I06
I06 | Leave Blank | Existing or New Asset | Differs from design (yes/no) | Unique identifier from drawing | Leave Blank | Leave Blank | Leave Blank | Equipment Sequence Number | Site Name | Short Description | Descriptive Comment (Serving For, Situated at, Purpose of the asset) | Name of main contractor who installed asset | Manufacturer | Model | Model Number | Manufacturing Serial Number | Installation Date of the asset | Date of commission | Warranty Start Date | Warranty End Date | Leave Blank | Date of 'survey-start' | Guideline revision used for survey | File name of photo, if supplied | Cable Purpose | Cable length in meters (m). | Spec Sheet | Leave Blank | Leave Blank | Leave Blank | Leave Blank | Leave Blank | Leave Blank | Leave Blank | Leave Blank | Leave Blank | Leave Blank | Leave Blank | Leave Blank | Leave Blank | Leave Blank | Leave Blank | Leave Blank | Leave Blank | Leave Blank | Leave Blank | Leave Blank | Leave Blank | Leave Blank | Leave Blank | Leave Blank | Leave Blank | Leave Blank | Leave Blank | Leave Blank | Leave Blank | Leave Blank | Leave Blank | Leave Blank | Leave Blank
Equipment | [60 empty] | I07
Stations Compressor | Leave Blank | Existing or New Asset | Differs from design (yes/no) | Unique identifier from drawing | Leave Blank | Leave Blank | Leave Blank | Equipment Sequence Number | Site Name | Short Description | Descriptive Comment (Serving For, Situated at, Purpose of the asset) | Name of main contractor who installed asset | Manufacturer | Model | Model Number | Manufacturing Serial Number | Installation Date of the asset | Date of commission | Warranty Start Date | Warranty End Date | Leave Blank | Date of 'survey-start' | Guideline revision used for survey | File name of photo, if supplied | kW Rating | RPM | Leave Blank | Leave Blank | Leave Blank | Leave Blank | Leave Blank | Leave Blank | Leave Blank | Leave Blank | Leave Blank | Leave Blank | Leave Blank | Leave Blank | Leave Blank | Leave Blank | Leave Blank | Leave Blank | Leave Blank | Leave Blank | Leave Blank | Leave Blank | Leave Blank | Leave Blank | Leave Blank | Leave Blank | Leave Blank | Leave Blank | Leave Blank | Leave Blank | Leave Blank | Leave Blank | Leave Blank | Leave Blank | Leave Blank | Leave Blank | I07
I07 | Leave Blank | Existing or New Asset | Differs from design (yes/no) | Unique identifier from drawing | Leave Blank | Leave Blank | Leave Blank | Equipment Sequence Number | Site Name | Short Description | Descriptive Comment (Serving For, Situated at, Purpose of the asset) | Name of main contractor who installed asset | Manufacturer | Model | Model Number | Manufacturing Serial Number | Installation Date of the asset | Date of commission | Warranty Start Date | Warranty End Date | Leave Blank | Date of 'survey-start' | Guideline revision used for survey | File name of photo, if supplied | kW Rating | RPM | Leave Blank | Leave Blank | Leave Blank | Leave Blank | Leave Blank | Leave Blank | Leave Blank | Leave Blank | Leave Blank | Leave Blank | Leave Blank | Leave Blank | Leave Blank | Leave Blank | Leave Blank | Leave Blank | Leave Blank | Leave Blank | Leave Blank | Leave Blank | Leave Blank | Leave Blank | Leave Blank | Leave Blank | Leave Blank | Leave Blank | Leave Blank | Leave Blank | Leave Blank | Leave Blank | Leave Blank | Leave Blank | Leave Blank | Leave Blank
Equipment | [60 empty] | I08
Computer | Computer Type | Existing or New Asset | Differs from design (yes/no) | Unique identifier from drawing | Leave Blank | Leave Blank | Leave Blank | Equipment Sequence Number | Site Name | Short Description | Descriptive Comment (Serving For, Situated at, Purpose of the asset) | Name of main contractor who installed asset | Manufacturer | Model | Model Number | Manufacturing Serial Number | Installation Date of the asset | Date of commission | Warranty Start Date | Warranty End Date | Leave Blank | Date of 'survey-start' | Guideline revision used for survey | File name of photo, if supplied | Leave Blank | Leave Blank | Leave Blank | Leave Blank | Leave Blank | Leave Blank | Leave Blank | Leave Blank | Leave Blank | Leave Blank | Leave Blank | Leave Blank | Leave Blank | Leave Blank | Leave Blank | Leave Blank | Leave Blank | Leave Blank | Leave Blank | Leave Blank | Leave Blank | Leave Blank | Leave Blank | Leave Blank | Leave Blank | Leave Blank | Leave Blank | Leave Blank | Leave Blank | Leave Blank | Leave Blank | Leave Blank | Leave Blank | Leave Blank | Leave Blank | Leave Blank | I08
I08 | Computer Type | Existing or New Asset | Differs from design (yes/no) | Unique identifier from drawing | Leave Blank | Leave Blank | Leave Blank | Equipment Sequence Number | Site Name | Short Description | Descriptive Comment (Serving For, Situated at, Purpose of the asset) | Name of main contractor who installed asset | Manufacturer | Model | Model Number | Manufacturing Serial Number | Installation Date of the asset | Date of commission | Warranty Start Date | Warranty End Date | Leave Blank | Date of 'survey-start' | Guideline revision used for survey | File name of photo, if supplied | Leave Blank | Leave Blank | Leave Blank | Leave Blank | Leave Blank | Leave Blank | Leave Blank | Leave Blank | Leave Blank | Leave Blank | Leave Blank | Leave Blank | Leave Blank | Leave Blank | Leave Blank | Leave Blank | Leave Blank | Leave Blank | Leave Blank | Leave Blank | Leave Blank | Leave Blank | Leave Blank | Leave Blank | Leave Blank | Leave Blank | Leave Blank | Leave Blank | Leave Blank | Leave Blank | Leave Blank | Leave Blank | Leave Blank | Leave Blank | Leave Blank | Leave Blank
Equipment | [60 empty] | I09
Stations Cooler | Leave Blank | Existing or New Asset | Differs from design (yes/no) | Unique identifier from drawing | Leave Blank | Leave Blank | Leave Blank | Equipment Sequence Number | Site Name | Short Description | Descriptive Comment (Serving For, Situated at, Purpose of the asset) | Name of main contractor who installed asset | Manufacturer | Model | Model Number | Manufacturing Serial Number | Installation Date of the asset | Date of commission | Warranty Start Date | Warranty End Date | Leave Blank | Date of 'survey-start' | Guideline revision used for survey | File name of photo, if supplied | Leave Blank | Leave Blank | Leave Blank | Leave Blank | Leave Blank | Leave Blank | Leave Blank | Leave Blank | Leave Blank | Leave Blank | Leave Blank | Leave Blank | Leave Blank | Leave Blank | Leave Blank | Leave Blank | Leave Blank | Leave Blank | Leave Blank | Leave Blank | Leave Blank | Leave Blank | Leave Blank | Leave Blank | Leave Blank | Leave Blank | Leave Blank | Leave Blank | Leave Blank | Leave Blank | Leave Blank | Leave Blank | Leave Blank | Leave Blank | Leave Blank | Leave Blank | I09
I09 | Leave Blank | Existing or New Asset | Differs from design (yes/no) | Unique identifier from drawing | Leave Blank | Leave Blank | Leave Blank | Equipment Sequence Number | Site Name | Short Description | Descriptive Comment (Serving For, Situated at, Purpose of the asset) | Name of main contractor who installed asset | Manufacturer | Model | Model Number | Manufacturing Serial Number | Installation Date of the asset | Date of commission | Warranty Start Date | Warranty End Date | Leave Blank | Date of 'survey-start' | Guideline revision used for survey | File name of photo, if supplied | Leave Blank | Leave Blank | Leave Blank | Leave Blank | Leave Blank | Leave Blank | Leave Blank | Leave Blank | Leave Blank | Leave Blank | Leave Blank | Leave Blank | Leave Blank | Leave Blank | Leave Blank | Leave Blank | Leave Blank | Leave Blank | Leave Blank | Leave Blank | Leave Blank | Leave Blank | Leave Blank | Leave Blank | Leave Blank | Leave Blank | Leave Blank | Leave Blank | Leave Blank | Leave Blank | Leave Blank | Leave Blank | Leave Blank | Leave Blank | Leave Blank | Leave Blank
Equipment | [60 empty] | I10
Crane | Crane Type | Existing or New Asset | Differs from design (yes/no) | Unique identifier from drawing | Leave Blank | Leave Blank | Leave Blank | Equipment Sequence Number | Site Name | Short Description | Descriptive Comment (Serving For, Situated at, Purpose of the asset) | Name of main contractor who installed asset | Manufacturer | Model | Model Number | Manufacturing Serial Number | Installation Date of the asset | Date of commission | Warranty Start Date | Warranty End Date | Leave Blank | Date of 'survey-start' | Guideline revision used for survey | File name of photo, if supplied | Lifting Capacity (unit less) | Crane Capacity Unit of Measure | Crane control mechanism | Inspection Number | Gantry Capacity in Kgs. | Leave Blank | Leave Blank | Leave Blank | Leave Blank | Leave Blank | Leave Blank | Leave Blank | Leave Blank | Leave Blank | Leave Blank | Leave Blank | Leave Blank | Leave Blank | Leave Blank | Leave Blank | Leave Blank | Leave Blank | Leave Blank | Leave Blank | Leave Blank | Leave Blank | Leave Blank | Leave Blank | Leave Blank | Leave Blank | Leave Blank | Leave Blank | Leave Blank | Leave Blank | Leave Blank | Leave Blank | I10
I10 | Crane Type | Existing or New Asset | Differs from design (yes/no) | Unique identifier from drawing | Leave Blank | Leave Blank | Leave Blank | Equipment Sequence Number | Site Name | Short Description | Descriptive Comment (Serving For, Situated at, Purpose of the asset) | Name of main contractor who installed asset | Manufacturer | Model | Model Number | Manufacturing Serial Number | Installation Date of the asset | Date of commission | Warranty Start Date | Warranty End Date | Leave Blank | Date of 'survey-start' | Guideline revision used for survey | File name of photo, if supplied | Lifting Capacity (unit less) | Crane Capacity Unit of Measure | Crane control mechanism | Inspection Number | Gantry Capacity in Kgs. | Leave Blank | Leave Blank | Leave Blank | Leave Blank | Leave Blank | Leave Blank | Leave Blank | Leave Blank | Leave Blank | Leave Blank | Leave Blank | Leave Blank | Leave Blank | Leave Blank | Leave Blank | Leave Blank | Leave Blank | Leave Blank | Leave Blank | Leave Blank | Leave Blank | Leave Blank | Leave Blank | Leave Blank | Leave Blank | Leave Blank | Leave Blank | Leave Blank | Leave Blank | Leave Blank | Leave Blank
Equipment | [60 empty] | I11
Diffuser | Diffuser Type | Existing or New Asset | Differs from design (yes/no) | Unique identifier from drawing | Leave Blank | Leave Blank | Leave Blank | Equipment Sequence Number | Site Name | Short Description | Descriptive Comment (Serving For, Situated at, Purpose of the asset) | Name of main contractor who installed asset | Manufacturer | Model | Model Number | Manufacturing Serial Number | Installation Date of the asset | Date of commission | Warranty Start Date | Warranty End Date | Leave Blank | Date of 'survey-start' | Guideline revision used for survey | File name of photo, if supplied | Diffuser Capacity in cubic meters per hour (m3/h) | Flow Rate in cubic meters per hour (m3/h) | Operating pressure in kPa | Total Diffusers | Leave Blank | Leave Blank | Leave Blank | Leave Blank | Leave Blank | Leave Blank | Leave Blank | Leave Blank | Leave Blank | Leave Blank | Leave Blank | Leave Blank | Leave Blank | Leave Blank | Leave Blank | Leave Blank | Leave Blank | Leave Blank | Leave Blank | Leave Blank | Leave Blank | Leave Blank | Leave Blank | Leave Blank | Leave Blank | Leave Blank | Leave Blank | Leave Blank | Leave Blank | Leave Blank | Leave Blank | Leave Blank | I11
I11 | Diffuser Type | Existing or New Asset | Differs from design (yes/no) | Unique identifier from drawing | Leave Blank | Leave Blank | Leave Blank | Equipment Sequence Number | Site Name | Short Description | Descriptive Comment (Serving For, Situated at, Purpose of the asset) | Name of main contractor who installed asset | Manufacturer | Model | Model Number | Manufacturing Serial Number | Installation Date of the asset | Date of commission | Warranty Start Date | Warranty End Date | Leave Blank | Date of 'survey-start' | Guideline revision used for survey | File name of photo, if supplied | Diffuser Capacity in cubic meters per hour (m3/h) | Flow Rate in cubic meters per hour (m3/h) | Operating pressure in kPa | Total Diffusers | Leave Blank | Leave Blank | Leave Blank | Leave Blank | Leave Blank | Leave Blank | Leave Blank | Leave Blank | Leave Blank | Leave Blank | Leave Blank | Leave Blank | Leave Blank | Leave Blank | Leave Blank | Leave Blank | Leave Blank | Leave Blank | Leave Blank | Leave Blank | Leave Blank | Leave Blank | Leave Blank | Leave Blank | Leave Blank | Leave Blank | Leave Blank | Leave Blank | Leave Blank | Leave Blank | Leave Blank | Leave Blank
Polygon Asset Input | [60 empty] | I12
Electrical System | Electric System Type | Existing or New Asset | Differs from design (yes/no) | Unique identifier from drawing | Polygon Vertex Easting coordinate | Polygon Vertex Northing coordinate | Order of vertex / point along polygon | Equipment Sequence Number | Site Name | Short Description | Descriptive Comment (Serving For, Situated at, Purpose of the asset) | Name of main contractor who installed asset | Manufacturer | Model | Model Number | Manufacturing Serial Number | Installation Date of the asset | Date of commission | Warranty Start Date | Warranty End Date | Location certainty - accuracy of data | Date of 'survey-start' | Guideline revision used for survey | File name of photo, if supplied | Construction Material | Main Switch Amps in Ampere (A). | Incoming Rate Current in Ampere (A). | Height in millimetres (mm). | Length in millimetres (mm). | Depth data in millimetres (mm). | External Coating Type Finish | Thickness in millimetres (mm). | Ingress Protection | Form of Separation | Type Tested (Yes, No, Partial) | Fault Rating in kA | Length of power cables from transformer to cabinet in meters (m). | Length of power cables from cabinet to pumps in meters (m). | Spec Sheet - File name of data sheet. | Leave Blank | Leave Blank | Leave Blank | Leave Blank | Leave Blank | Leave Blank | Leave Blank | Leave Blank | Leave Blank | Leave Blank | Leave Blank | Leave Blank | Leave Blank | Leave Blank | Leave Blank | Leave Blank | Leave Blank | Leave Blank | Leave Blank | Leave Blank | Leave Blank | I12
I12 | Electric System Type | Existing or New Asset | Differs from design (yes/no) | Unique identifier from drawing | Polygon Vertex Easting coordinate | Polygon Vertex Northing coordinate | Order of vertex / point along polygon | Equipment Sequence Number | Site Name | Short Description | Descriptive Comment (Serving For, Situated at, Purpose of the asset) | Name of main contractor who installed asset | Manufacturer | Model | Model Number | Manufacturing Serial Number | Installation Date of the asset | Date of commission | Warranty Start Date | Warranty End Date | Location certainty - accuracy of data | Date of 'survey-start' | Guideline revision used for survey | File name of photo, if supplied | Construction Material | Main Switch Amps in Ampere (A). | Incoming Rate Current in Ampere (A). | Height in millimetres (mm). | Length in millimetres (mm). | Depth data in millimetres (mm). | External Coating Type Finish | Thickness in millimetres (mm). | Ingress Protection | Form of Separation | Type Tested (Yes, No, Partial) | Fault Rating in kA | Length of power cables from transformer to cabinet in meters (m). | Length of power cables from cabinet to pumps in meters (m). | Spec Sheet - File name of data sheet. | Leave Blank | Leave Blank | Leave Blank | Leave Blank | Leave Blank | Leave Blank | Leave Blank | Leave Blank | Leave Blank | Leave Blank | Leave Blank | Leave Blank | Leave Blank | Leave Blank | Leave Blank | Leave Blank | Leave Blank | Leave Blank | Leave Blank | Leave Blank | Leave Blank
Equipment | [60 empty] | I13
Engine | Leave Blank | Existing or New Asset | Differs from design (yes/no) | Unique identifier from drawing | Leave Blank | Leave Blank | Leave Blank | Equipment Sequence Number | Site Name | Short Description | Descriptive Comment (Serving For, Situated at, Purpose of the asset) | Name of main contractor who installed asset | Manufacturer | Model | Model Number | Manufacturing Serial Number | Installation Date of the asset | Date of commission | Warranty Start Date | Warranty End Date | Leave Blank | Date of 'survey-start' | Guideline revision used for survey | File name of photo, if supplied | Fuel Type | Fuel Consumption in liters per hour | Resource Consent Number | Resource Consent Expiry Date | KW Rating | RPM | Output Drive | Number of Belts | Pulley Diameter in millimetres (mm). | Leave Blank | Leave Blank | Leave Blank | Leave Blank | Leave Blank | Leave Blank | Leave Blank | Leave Blank | Leave Blank | Leave Blank | Leave Blank | Leave Blank | Leave Blank | Leave Blank | Leave Blank | Leave Blank | Leave Blank | Leave Blank | Leave Blank | Leave Blank | Leave Blank | Leave Blank | Leave Blank | Leave Blank | Leave Blank | Leave Blank | Leave Blank | I13
I13 | Leave Blank | Existing or New Asset | Differs from design (yes/no) | Unique identifier from drawing | Leave Blank | Leave Blank | Leave Blank | Equipment Sequence Number | Site Name | Short Description | Descriptive Comment (Serving For, Situated at, Purpose of the asset) | Name of main contractor who installed asset | Manufacturer | Model | Model Number | Manufacturing Serial Number | Installation Date of the asset | Date of commission | Warranty Start Date | Warranty End Date | Leave Blank | Date of 'survey-start' | Guideline revision used for survey | File name of photo, if supplied | Fuel Type | Fuel Consumption in liters per hour | Resource Consent Number | Resource Consent Expiry Date | KW Rating | RPM | Output Drive | Number of Belts | Pulley Diameter in millimetres (mm). | Leave Blank | Leave Blank | Leave Blank | Leave Blank | Leave Blank | Leave Blank | Leave Blank | Leave Blank | Leave Blank | Leave Blank | Leave Blank | Leave Blank | Leave Blank | Leave Blank | Leave Blank | Leave Blank | Leave Blank | Leave Blank | Leave Blank | Leave Blank | Leave Blank | Leave Blank | Leave Blank | Leave Blank | Leave Blank | Leave Blank | Leave Blank
Equipment | [60 empty] | I14
Exchanger | Exchanger Type | Existing or New Asset | Differs from design (yes/no) | Unique identifier from drawing | Leave Blank | Leave Blank | Leave Blank | Equipment Sequence Number | Site Name | Short Description | Descriptive Comment (Serving For, Situated at, Purpose of the asset) | Name of main contractor who installed asset | Manufacturer | Model | Model Number | Manufacturing Serial Number | Installation Date of the asset | Date of commission | Warranty Start Date | Warranty End Date | Leave Blank | Date of 'survey-start' | Guideline revision used for survey | File name of photo, if supplied | Operating Pressure in kPa | Operating Fluid | Exchanger Capacity in KW | Leave Blank | Leave Blank | Leave Blank | Leave Blank | Leave Blank | Leave Blank | Leave Blank | Leave Blank | Leave Blank | Leave Blank | Leave Blank | Leave Blank | Leave Blank | Leave Blank | Leave Blank | Leave Blank | Leave Blank | Leave Blank | Leave Blank | Leave Blank | Leave Blank | Leave Blank | Leave Blank | Leave Blank | Leave Blank | Leave Blank | Leave Blank | Leave Blank | Leave Blank | Leave Blank | Leave Blank | Leave Blank | Leave Blank | I14
I14 | Exchanger Type | Existing or New Asset | Differs from design (yes/no) | Unique identifier from drawing | Leave Blank | Leave Blank | Leave Blank | Equipment Sequence Number | Site Name | Short Description | Descriptive Comment (Serving For, Situated at, Purpose of the asset) | Name of main contractor who installed asset | Manufacturer | Model | Model Number | Manufacturing Serial Number | Installation Date of the asset | Date of commission | Warranty Start Date | Warranty End Date | Leave Blank | Date of 'survey-start' | Guideline revision used for survey | File name of photo, if supplied | Operating Pressure in kPa | Operating Fluid | Exchanger Capacity in KW | Leave Blank | Leave Blank | Leave Blank | Leave Blank | Leave Blank | Leave Blank | Leave Blank | Leave Blank | Leave Blank | Leave Blank | Leave Blank | Leave Blank | Leave Blank | Leave Blank | Leave Blank | Leave Blank | Leave Blank | Leave Blank | Leave Blank | Leave Blank | Leave Blank | Leave Blank | Leave Blank | Leave Blank | Leave Blank | Leave Blank | Leave Blank | Leave Blank | Leave Blank | Leave Blank | Leave Blank | Leave Blank | Leave Blank
Equipment | [60 empty] | I15
Fan | Fan Type | Existing or New Asset | Differs from design (yes/no) | Unique identifier from drawing | Leave Blank | Leave Blank | Leave Blank | Equipment Sequence Number | Site Name | Short Description | Descriptive Comment (Serving For, Situated at, Purpose of the asset) | Name of main contractor who installed asset | Manufacturer | Model | Model Number | Manufacturing Serial Number | Installation Date of the asset | Date of commission | Warranty Start Date | Warranty End Date | Leave Blank | Date of 'survey-start' | Guideline revision used for survey | File name of photo, if supplied | RPM | Pulley Diameter in millimetres (mm). | Operating Pressure in kPa | Leave Blank | Leave Blank | Leave Blank | Leave Blank | Leave Blank | Leave Blank | Leave Blank | Leave Blank | Leave Blank | Leave Blank | Leave Blank | Leave Blank | Leave Blank | Leave Blank | Leave Blank | Leave Blank | Leave Blank | Leave Blank | Leave Blank | Leave Blank | Leave Blank | Leave Blank | Leave Blank | Leave Blank | Leave Blank | Leave Blank | Leave Blank | Leave Blank | Leave Blank | Leave Blank | Leave Blank | Leave Blank | Leave Blank | I15
I15 | Fan Type | Existing or New Asset | Differs from design (yes/no) | Unique identifier from drawing | Leave Blank | Leave Blank | Leave Blank | Equipment Sequence Number | Site Name | Short Description | Descriptive Comment (Serving For, Situated at, Purpose of the asset) | Name of main contractor who installed asset | Manufacturer | Model | Model Number | Manufacturing Serial Number | Installation Date of the asset | Date of commission | Warranty Start Date | Warranty End Date | Leave Blank | Date of 'survey-start' | Guideline revision used for survey | File name of photo, if supplied | RPM | Pulley Diameter in millimetres (mm). | Operating Pressure in kPa | Leave Blank | Leave Blank | Leave Blank | Leave Blank | Leave Blank | Leave Blank | Leave Blank | Leave Blank | Leave Blank | Leave Blank | Leave Blank | Leave Blank | Leave Blank | Leave Blank | Leave Blank | Leave Blank | Leave Blank | Leave Blank | Leave Blank | Leave Blank | Leave Blank | Leave Blank | Leave Blank | Leave Blank | Leave Blank | Leave Blank | Leave Blank | Leave Blank | Leave Blank | Leave Blank | Leave Blank | Leave Blank | Leave Blank
Equipment | [60 empty] | I16
Fan Set | Fan Type | Existing or New Asset | Differs from design (yes/no) | Unique identifier from drawing | Leave Blank | Leave Blank | Leave Blank | Equipment Sequence Number | Site Name | Short Description | Descriptive Comment (Serving For, Situated at, Purpose of the asset) | Name of main contractor who installed asset | Manufacturer | Model | Model Number | Manufacturing Serial Number | Installation Date of the asset | Date of commission | Warranty Start Date | Warranty End Date | Leave Blank | Date of 'survey-start' | Guideline revision used for survey | File name of photo, if supplied | RPM | Pulley Diameter in millimetres (mm). | Full Load Current in Amperes | KW Rating | Voltage (Volts, V) | Current Type | Operating Pressure in kPa | Leave Blank | Leave Blank | Leave Blank | Leave Blank | Leave Blank | Leave Blank | Leave Blank | Leave Blank | Leave Blank | Leave Blank | Leave Blank | Leave Blank | Leave Blank | Leave Blank | Leave Blank | Leave Blank | Leave Blank | Leave Blank | Leave Blank | Leave Blank | Leave Blank | Leave Blank | Leave Blank | Leave Blank | Leave Blank | Leave Blank | Leave Blank | Leave Blank | Leave Blank | I16
I16 | Fan Type | Existing or New Asset | Differs from design (yes/no) | Unique identifier from drawing | Leave Blank | Leave Blank | Leave Blank | Equipment Sequence Number | Site Name | Short Description | Descriptive Comment (Serving For, Situated at, Purpose of the asset) | Name of main contractor who installed asset | Manufacturer | Model | Model Number | Manufacturing Serial Number | Installation Date of the asset | Date of commission | Warranty Start Date | Warranty End Date | Leave Blank | Date of 'survey-start' | Guideline revision used for survey | File name of photo, if supplied | RPM | Pulley Diameter in millimetres (mm). | Full Load Current in Amperes | KW Rating | Voltage (Volts, V) | Current Type | Operating Pressure in kPa | Leave Blank | Leave Blank | Leave Blank | Leave Blank | Leave Blank | Leave Blank | Leave Blank | Leave Blank | Leave Blank | Leave Blank | Leave Blank | Leave Blank | Leave Blank | Leave Blank | Leave Blank | Leave Blank | Leave Blank | Leave Blank | Leave Blank | Leave Blank | Leave Blank | Leave Blank | Leave Blank | Leave Blank | Leave Blank | Leave Blank | Leave Blank | Leave Blank | Leave Blank
Equipment | [60 empty] | I17
Filter Unit | Leave Blank | Existing or New Asset | Differs from design (yes/no) | Unique identifier from drawing | Leave Blank | Leave Blank | Leave Blank | Equipment Sequence Number | Site Name | Short Description | Descriptive Comment (Serving For, Situated at, Purpose of the asset) | Name of main contractor who installed asset | Manufacturer | Model | Model Number | Manufacturing Serial Number | Installation Date of the asset | Date of commission | Warranty Start Date | Warranty End Date | Leave Blank | Date of 'survey-start' | Guideline revision used for survey | File name of photo, if supplied | Filter Purpose | Filter Media | Fluid Filtered | Operating Pressure in kPa | Leave Blank | Leave Blank | Leave Blank | Leave Blank | Leave Blank | Leave Blank | Leave Blank | Leave Blank | Leave Blank | Leave Blank | Leave Blank | Leave Blank | Leave Blank | Leave Blank | Leave Blank | Leave Blank | Leave Blank | Leave Blank | Leave Blank | Leave Blank | Leave Blank | Leave Blank | Leave Blank | Leave Blank | Leave Blank | Leave Blank | Leave Blank | Leave Blank | Leave Blank | Leave Blank | Leave Blank | Leave Blank | I17
I17 | Leave Blank | Existing or New Asset | Differs from design (yes/no) | Unique identifier from drawing | Leave Blank | Leave Blank | Leave Blank | Equipment Sequence Number | Site Name | Short Description | Descriptive Comment (Serving For, Situated at, Purpose of the asset) | Name of main contractor who installed asset | Manufacturer | Model | Model Number | Manufacturing Serial Number | Installation Date of the asset | Date of commission | Warranty Start Date | Warranty End Date | Leave Blank | Date of 'survey-start' | Guideline revision used for survey | File name of photo, if supplied | Filter Purpose | Filter Media | Fluid Filtered | Operating Pressure in kPa | Leave Blank | Leave Blank | Leave Blank | Leave Blank | Leave Blank | Leave Blank | Leave Blank | Leave Blank | Leave Blank | Leave Blank | Leave Blank | Leave Blank | Leave Blank | Leave Blank | Leave Blank | Leave Blank | Leave Blank | Leave Blank | Leave Blank | Leave Blank | Leave Blank | Leave Blank | Leave Blank | Leave Blank | Leave Blank | Leave Blank | Leave Blank | Leave Blank | Leave Blank | Leave Blank | Leave Blank | Leave Blank
Equipment | [60 empty] | I18
Filtration Structure | Filter Bed Type | Existing or New Asset | Differs from design (yes/no) | Unique identifier from drawing | Leave Blank | Leave Blank | Leave Blank | Equipment Sequence Number | Site Name | Short Description | Descriptive Comment (Serving For, Situated at, Purpose of the asset) | Name of main contractor who installed asset | Manufacturer | Model | Model Number | Manufacturing Serial Number | Installation Date of the asset | Date of commission | Warranty Start Date | Warranty End Date | Leave Blank | Date of 'survey-start' | Guideline revision used for survey | File name of photo, if supplied | Filter Purpose | Filter Media | Area of filter in square meters (m2). | Bed Depth in meters (m). | Carbon Quantity in Kgs. | Multi Odour Quantity in Kgs. | Leave Blank | Leave Blank | Leave Blank | Leave Blank | Leave Blank | Leave Blank | Leave Blank | Leave Blank | Leave Blank | Leave Blank | Leave Blank | Leave Blank | Leave Blank | Leave Blank | Leave Blank | Leave Blank | Leave Blank | Leave Blank | Leave Blank | Leave Blank | Leave Blank | Leave Blank | Leave Blank | Leave Blank | Leave Blank | Leave Blank | Leave Blank | Leave Blank | Leave Blank | Leave Blank | I18
I18 | Filter Bed Type | Existing or New Asset | Differs from design (yes/no) | Unique identifier from drawing | Leave Blank | Leave Blank | Leave Blank | Equipment Sequence Number | Site Name | Short Description | Descriptive Comment (Serving For, Situated at, Purpose of the asset) | Name of main contractor who installed asset | Manufacturer | Model | Model Number | Manufacturing Serial Number | Installation Date of the asset | Date of commission | Warranty Start Date | Warranty End Date | Leave Blank | Date of 'survey-start' | Guideline revision used for survey | File name of photo, if supplied | Filter Purpose | Filter Media | Area of filter in square meters (m2). | Bed Depth in meters (m). | Carbon Quantity in Kgs. | Multi Odour Quantity in Kgs. | Leave Blank | Leave Blank | Leave Blank | Leave Blank | Leave Blank | Leave Blank | Leave Blank | Leave Blank | Leave Blank | Leave Blank | Leave Blank | Leave Blank | Leave Blank | Leave Blank | Leave Blank | Leave Blank | Leave Blank | Leave Blank | Leave Blank | Leave Blank | Leave Blank | Leave Blank | Leave Blank | Leave Blank | Leave Blank | Leave Blank | Leave Blank | Leave Blank | Leave Blank | Leave Blank
Equipment | [60 empty] | I19
Generator Unit | Leave Blank | Existing or New Asset | Differs from design (yes/no) | Unique identifier from drawing | Leave Blank | Leave Blank | Leave Blank | Equipment Sequence Number | Site Name | Short Description | Descriptive Comment (Serving For, Situated at, Purpose of the asset) | Name of main contractor who installed asset | Manufacturer | Model | Model Number | Manufacturing Serial Number | Installation Date of the asset | Date of commission | Warranty Start Date | Warranty End Date | Leave Blank | Date of 'survey-start' | Guideline revision used for survey | File name of photo, if supplied | KW Rating | KVA Rating | Full Load Current | Voltage (Volts, V) | Current Type | Synchronised | Leave Blank | Leave Blank | Leave Blank | Leave Blank | Leave Blank | Leave Blank | Leave Blank | Leave Blank | Leave Blank | Leave Blank | Leave Blank | Leave Blank | Leave Blank | Leave Blank | Leave Blank | Leave Blank | Leave Blank | Leave Blank | Leave Blank | Leave Blank | Leave Blank | Leave Blank | Leave Blank | Leave Blank | Leave Blank | Leave Blank | Leave Blank | Leave Blank | Leave Blank | Leave Blank | I19
I19 | Leave Blank | Existing or New Asset | Differs from design (yes/no) | Unique identifier from drawing | Leave Blank | Leave Blank | Leave Blank | Equipment Sequence Number | Site Name | Short Description | Descriptive Comment (Serving For, Situated at, Purpose of the asset) | Name of main contractor who installed asset | Manufacturer | Model | Model Number | Manufacturing Serial Number | Installation Date of the asset | Date of commission | Warranty Start Date | Warranty End Date | Leave Blank | Date of 'survey-start' | Guideline revision used for survey | File name of photo, if supplied | KW Rating | KVA Rating | Full Load Current | Voltage (Volts, V) | Current Type | Synchronised | Leave Blank | Leave Blank | Leave Blank | Leave Blank | Leave Blank | Leave Blank | Leave Blank | Leave Blank | Leave Blank | Leave Blank | Leave Blank | Leave Blank | Leave Blank | Leave Blank | Leave Blank | Leave Blank | Leave Blank | Leave Blank | Leave Blank | Leave Blank | Leave Blank | Leave Blank | Leave Blank | Leave Blank | Leave Blank | Leave Blank | Leave Blank | Leave Blank | Leave Blank | Leave Blank
Equipment | [60 empty] | I20
Harmonic Filter | Leave Blank | Existing or New Asset | Differs from design (yes/no) | Unique identifier from drawing | Leave Blank | Leave Blank | Leave Blank | Equipment Sequence Number | Site Name | Short Description | Descriptive Comment (Serving For, Situated at, Purpose of the asset) | Name of main contractor who installed asset | Manufacturer | Model | Model Number | Manufacturing Serial Number | Installation Date of the asset | Date of commission | Warranty Start Date | Warranty End Date | Leave Blank | Date of 'survey-start' | Guideline revision used for survey | File name of photo, if supplied | Voltage (Volts, V) | Current Type | Max Current in Ampere (A). | Ingress Protection | Leave Blank | Leave Blank | Leave Blank | Leave Blank | Leave Blank | Leave Blank | Leave Blank | Leave Blank | Leave Blank | Leave Blank | Leave Blank | Leave Blank | Leave Blank | Leave Blank | Leave Blank | Leave Blank | Leave Blank | Leave Blank | Leave Blank | Leave Blank | Leave Blank | Leave Blank | Leave Blank | Leave Blank | Leave Blank | Leave Blank | Leave Blank | Leave Blank | Leave Blank | Leave Blank | Leave Blank | Leave Blank | I20
I20 | Leave Blank | Existing or New Asset | Differs from design (yes/no) | Unique identifier from drawing | Leave Blank | Leave Blank | Leave Blank | Equipment Sequence Number | Site Name | Short Description | Descriptive Comment (Serving For, Situated at, Purpose of the asset) | Name of main contractor who installed asset | Manufacturer | Model | Model Number | Manufacturing Serial Number | Installation Date of the asset | Date of commission | Warranty Start Date | Warranty End Date | Leave Blank | Date of 'survey-start' | Guideline revision used for survey | File name of photo, if supplied | Voltage (Volts, V) | Current Type | Max Current in Ampere (A). | Ingress Protection | Leave Blank | Leave Blank | Leave Blank | Leave Blank | Leave Blank | Leave Blank | Leave Blank | Leave Blank | Leave Blank | Leave Blank | Leave Blank | Leave Blank | Leave Blank | Leave Blank | Leave Blank | Leave Blank | Leave Blank | Leave Blank | Leave Blank | Leave Blank | Leave Blank | Leave Blank | Leave Blank | Leave Blank | Leave Blank | Leave Blank | Leave Blank | Leave Blank | Leave Blank | Leave Blank | Leave Blank | Leave Blank
Equipment | [60 empty] | I21
HMI | Leave Blank | Existing or New Asset | Differs from design (yes/no) | Unique identifier from drawing | Leave Blank | Leave Blank | Leave Blank | Equipment Sequence Number | Site Name | Short Description | Descriptive Comment (Serving For, Situated at, Purpose of the asset) | Name of main contractor who installed asset | Manufacturer | Model | Model Number | Manufacturing Serial Number | Installation Date of the asset | Date of commission | Warranty Start Date | Warranty End Date | Leave Blank | Date of 'survey-start' | Guideline revision used for survey | File name of photo, if supplied | Leave Blank | Leave Blank | Leave Blank | Leave Blank | Leave Blank | Leave Blank | Leave Blank | Leave Blank | Leave Blank | Leave Blank | Leave Blank | Leave Blank | Leave Blank | Leave Blank | Leave Blank | Leave Blank | Leave Blank | Leave Blank | Leave Blank | Leave Blank | Leave Blank | Leave Blank | Leave Blank | Leave Blank | Leave Blank | Leave Blank | Leave Blank | Leave Blank | Leave Blank | Leave Blank | Leave Blank | Leave Blank | Leave Blank | Leave Blank | Leave Blank | Leave Blank | I21
I21 | Leave Blank | Existing or New Asset | Differs from design (yes/no) | Unique identifier from drawing | Leave Blank | Leave Blank | Leave Blank | Equipment Sequence Number | Site Name | Short Description | Descriptive Comment (Serving For, Situated at, Purpose of the asset) | Name of main contractor who installed asset | Manufacturer | Model | Model Number | Manufacturing Serial Number | Installation Date of the asset | Date of commission | Warranty Start Date | Warranty End Date | Leave Blank | Date of 'survey-start' | Guideline revision used for survey | File name of photo, if supplied | Leave Blank | Leave Blank | Leave Blank | Leave Blank | Leave Blank | Leave Blank | Leave Blank | Leave Blank | Leave Blank | Leave Blank | Leave Blank | Leave Blank | Leave Blank | Leave Blank | Leave Blank | Leave Blank | Leave Blank | Leave Blank | Leave Blank | Leave Blank | Leave Blank | Leave Blank | Leave Blank | Leave Blank | Leave Blank | Leave Blank | Leave Blank | Leave Blank | Leave Blank | Leave Blank | Leave Blank | Leave Blank | Leave Blank | Leave Blank | Leave Blank | Leave Blank
Equipment | [60 empty] | I22
Instrument | Leave Blank | Existing or New Asset | Differs from design (yes/no) | Unique identifier from drawing | Leave Blank | Leave Blank | Leave Blank | Equipment Sequence Number | Site Name | Short Description | Descriptive Comment (Serving For, Situated at, Purpose of the asset) | Name of main contractor who installed asset | Manufacturer | Model | Model Number | Manufacturing Serial Number | Installation Date of the asset | Date of commission | Warranty Start Date | Warranty End Date | Leave Blank | Date of 'survey-start' | Guideline revision used for survey | File name of photo, if supplied | Measurement Type | Unit of Measure | Leave Blank | Leave Blank | Leave Blank | Leave Blank | Leave Blank | Leave Blank | Leave Blank | Leave Blank | Leave Blank | Leave Blank | Leave Blank | Leave Blank | Leave Blank | Leave Blank | Leave Blank | Leave Blank | Leave Blank | Leave Blank | Leave Blank | Leave Blank | Leave Blank | Leave Blank | Leave Blank | Leave Blank | Leave Blank | Leave Blank | Leave Blank | Leave Blank | Leave Blank | Leave Blank | Leave Blank | Leave Blank | Leave Blank | Leave Blank | I22
I22 | Leave Blank | Existing or New Asset | Differs from design (yes/no) | Unique identifier from drawing | Leave Blank | Leave Blank | Leave Blank | Equipment Sequence Number | Site Name | Short Description | Descriptive Comment (Serving For, Situated at, Purpose of the asset) | Name of main contractor who installed asset | Manufacturer | Model | Model Number | Manufacturing Serial Number | Installation Date of the asset | Date of commission | Warranty Start Date | Warranty End Date | Leave Blank | Date of 'survey-start' | Guideline revision used for survey | File name of photo, if supplied | Measurement Type | Unit of Measure | Leave Blank | Leave Blank | Leave Blank | Leave Blank | Leave Blank | Leave Blank | Leave Blank | Leave Blank | Leave Blank | Leave Blank | Leave Blank | Leave Blank | Leave Blank | Leave Blank | Leave Blank | Leave Blank | Leave Blank | Leave Blank | Leave Blank | Leave Blank | Leave Blank | Leave Blank | Leave Blank | Leave Blank | Leave Blank | Leave Blank | Leave Blank | Leave Blank | Leave Blank | Leave Blank | Leave Blank | Leave Blank | Leave Blank | Leave Blank
Equipment | [60 empty] | I23
Motor | Leave Blank | Existing or New Asset | Differs from design (yes/no) | Unique identifier from drawing | Leave Blank | Leave Blank | Leave Blank | Equipment Sequence Number | Site Name | Short Description | Descriptive Comment (Serving For, Situated at, Purpose of the asset) | Name of main contractor who installed asset | Manufacturer | Model | Model Number | Manufacturing Serial Number | Installation Date of the asset | Date of commission | Warranty Start Date | Warranty End Date | Leave Blank | Date of 'survey-start' | Guideline revision used for survey | File name of photo, if supplied | Motor Poles | RPM | Pulley Diameter in millimetres (mm). | Full Load Current in Ampere (A) | KW Rating | KVA Rating | Phase | Voltage (Volts, V) | Current Type | V Belts | Ingress Protection | Slip Ring (Yes/No) | Leave Blank | Leave Blank | Leave Blank | Leave Blank | Leave Blank | Leave Blank | Leave Blank | Leave Blank | Leave Blank | Leave Blank | Leave Blank | Leave Blank | Leave Blank | Leave Blank | Leave Blank | Leave Blank | Leave Blank | Leave Blank | Leave Blank | Leave Blank | Leave Blank | Leave Blank | Leave Blank | Leave Blank | I23
I23 | Leave Blank | Existing or New Asset | Differs from design (yes/no) | Unique identifier from drawing | Leave Blank | Leave Blank | Leave Blank | Equipment Sequence Number | Site Name | Short Description | Descriptive Comment (Serving For, Situated at, Purpose of the asset) | Name of main contractor who installed asset | Manufacturer | Model | Model Number | Manufacturing Serial Number | Installation Date of the asset | Date of commission | Warranty Start Date | Warranty End Date | Leave Blank | Date of 'survey-start' | Guideline revision used for survey | File name of photo, if supplied | Motor Poles | RPM | Pulley Diameter in millimetres (mm). | Full Load Current in Ampere (A) | KW Rating | KVA Rating | Phase | Voltage (Volts, V) | Current Type | V Belts | Ingress Protection | Slip Ring (Yes/No) | Leave Blank | Leave Blank | Leave Blank | Leave Blank | Leave Blank | Leave Blank | Leave Blank | Leave Blank | Leave Blank | Leave Blank | Leave Blank | Leave Blank | Leave Blank | Leave Blank | Leave Blank | Leave Blank | Leave Blank | Leave Blank | Leave Blank | Leave Blank | Leave Blank | Leave Blank | Leave Blank | Leave Blank
Equipment | [60 empty] | I24
Network Equipment | Network EquipmentType | Existing or New Asset | Differs from design (yes/no) | Unique identifier from drawing | Leave Blank | Leave Blank | Leave Blank | Equipment Sequence Number | Site Name | Short Description | Descriptive Comment (Serving For, Situated at, Purpose of the asset) | Name of main contractor who installed asset | Manufacturer | Model | Model Number | Manufacturing Serial Number | Installation Date of the asset | Date of commission | Warranty Start Date | Warranty End Date | Leave Blank | Date of 'survey-start' | Guideline revision used for survey | File name of photo, if supplied | Ingress Protection | Leave Blank | Leave Blank | Leave Blank | Leave Blank | Leave Blank | Leave Blank | Leave Blank | Leave Blank | Leave Blank | Leave Blank | Leave Blank | Leave Blank | Leave Blank | Leave Blank | Leave Blank | Leave Blank | Leave Blank | Leave Blank | Leave Blank | Leave Blank | Leave Blank | Leave Blank | Leave Blank | Leave Blank | Leave Blank | Leave Blank | Leave Blank | Leave Blank | Leave Blank | Leave Blank | Leave Blank | Leave Blank | Leave Blank | Leave Blank | Leave Blank | I24
I24 | Network EquipmentType | Existing or New Asset | Differs from design (yes/no) | Unique identifier from drawing | Leave Blank | Leave Blank | Leave Blank | Equipment Sequence Number | Site Name | Short Description | Descriptive Comment (Serving For, Situated at, Purpose of the asset) | Name of main contractor who installed asset | Manufacturer | Model | Model Number | Manufacturing Serial Number | Installation Date of the asset | Date of commission | Warranty Start Date | Warranty End Date | Leave Blank | Date of 'survey-start' | Guideline revision used for survey | File name of photo, if supplied | Ingress Protection | Leave Blank | Leave Blank | Leave Blank | Leave Blank | Leave Blank | Leave Blank | Leave Blank | Leave Blank | Leave Blank | Leave Blank | Leave Blank | Leave Blank | Leave Blank | Leave Blank | Leave Blank | Leave Blank | Leave Blank | Leave Blank | Leave Blank | Leave Blank | Leave Blank | Leave Blank | Leave Blank | Leave Blank | Leave Blank | Leave Blank | Leave Blank | Leave Blank | Leave Blank | Leave Blank | Leave Blank | Leave Blank | Leave Blank | Leave Blank | Leave Blank
Point Asset Input | [60 empty] | I25
Penstock | Leave Blank | Existing or New Asset | Differs from design (yes/no) | Unique identifier from drawing | Centre of Structure in Easting coordinate | Centre of Structure in Northing coordinate | Leave Blank | Equipment Sequence Number | Site Name | Short Description | Descriptive Comment (Serving For, Situated at, Purpose of the asset) | Name of main contractor who installed asset | Manufacturer | Model | Model Number | Manufacturing Serial Number | Installation Date of the asset | Date of commission | Warranty Start Date | Warranty End Date | Location certainty - accuracy of data | Date of 'survey-start' | Guideline revision used for survey | File name of photo, if supplied | Width in millimetres (mm). | Height in millimetres (mm). | Diameter in millimetres (mm). | Frame Material | Penstock Material | Rated head in meters (m). | Spindle Type | Operation Method | Leave Blank | Leave Blank | Leave Blank | Leave Blank | Leave Blank | Leave Blank | Leave Blank | Leave Blank | Leave Blank | Leave Blank | Leave Blank | Leave Blank | Leave Blank | Leave Blank | Leave Blank | Leave Blank | Leave Blank | Leave Blank | Leave Blank | Leave Blank | Leave Blank | Leave Blank | Leave Blank | Leave Blank | Leave Blank | Leave Blank | Leave Blank | Leave Blank | I25
I25 | Leave Blank | Existing or New Asset | Differs from design (yes/no) | Unique identifier from drawing | Centre of Structure in Easting coordinate | Centre of Structure in Northing coordinate | Leave Blank | Equipment Sequence Number | Site Name | Short Description | Descriptive Comment (Serving For, Situated at, Purpose of the asset) | Name of main contractor who installed asset | Manufacturer | Model | Model Number | Manufacturing Serial Number | Installation Date of the asset | Date of commission | Warranty Start Date | Warranty End Date | Location certainty - accuracy of data | Date of 'survey-start' | Guideline revision used for survey | File name of photo, if supplied | Width in millimetres (mm). | Height in millimetres (mm). | Diameter in millimetres (mm). | Frame Material | Penstock Material | Rated head in meters (m). | Spindle Type | Operation Method | Leave Blank | Leave Blank | Leave Blank | Leave Blank | Leave Blank | Leave Blank | Leave Blank | Leave Blank | Leave Blank | Leave Blank | Leave Blank | Leave Blank | Leave Blank | Leave Blank | Leave Blank | Leave Blank | Leave Blank | Leave Blank | Leave Blank | Leave Blank | Leave Blank | Leave Blank | Leave Blank | Leave Blank | Leave Blank | Leave Blank | Leave Blank | Leave Blank
Equipment | [60 empty] | I26
Pipework | Leave Blank | Existing or New Asset | Differs from design (yes/no) | Unique identifier from drawing | Leave Blank | Leave Blank | Leave Blank | Equipment Sequence Number | Site Name | Short Description | Descriptive Comment (Serving For, Situated at, Purpose of the asset) | Name of main contractor who installed asset | Manufacturer | Model | Model Number | Manufacturing Serial Number | Installation Date of the asset | Date of commission | Warranty Start Date | Warranty End Date | Leave Blank | Date of 'survey-start' | Guideline revision used for survey | File name of photo, if supplied | Diameter in millimetres (mm). | Length in meters (m). | Pipe Construction Material | Fluid conveyed | Leave Blank | Leave Blank | Leave Blank | Leave Blank | Leave Blank | Leave Blank | Leave Blank | Leave Blank | Leave Blank | Leave Blank | Leave Blank | Leave Blank | Leave Blank | Leave Blank | Leave Blank | Leave Blank | Leave Blank | Leave Blank | Leave Blank | Leave Blank | Leave Blank | Leave Blank | Leave Blank | Leave Blank | Leave Blank | Leave Blank | Leave Blank | Leave Blank | Leave Blank | Leave Blank | Leave Blank | Leave Blank | I26
I26 | Leave Blank | Existing or New Asset | Differs from design (yes/no) | Unique identifier from drawing | Leave Blank | Leave Blank | Leave Blank | Equipment Sequence Number | Site Name | Short Description | Descriptive Comment (Serving For, Situated at, Purpose of the asset) | Name of main contractor who installed asset | Manufacturer | Model | Model Number | Manufacturing Serial Number | Installation Date of the asset | Date of commission | Warranty Start Date | Warranty End Date | Leave Blank | Date of 'survey-start' | Guideline revision used for survey | File name of photo, if supplied | Diameter in millimetres (mm). | Length in meters (m). | Pipe Construction Material | Fluid conveyed | Leave Blank | Leave Blank | Leave Blank | Leave Blank | Leave Blank | Leave Blank | Leave Blank | Leave Blank | Leave Blank | Leave Blank | Leave Blank | Leave Blank | Leave Blank | Leave Blank | Leave Blank | Leave Blank | Leave Blank | Leave Blank | Leave Blank | Leave Blank | Leave Blank | Leave Blank | Leave Blank | Leave Blank | Leave Blank | Leave Blank | Leave Blank | Leave Blank | Leave Blank | Leave Blank | Leave Blank | Leave Blank
Point Asset Input | [60 empty] | I27
Pump Unit | Pump Type | Existing or New Asset | Differs from design (yes/no) | Unique identifier from drawing | Centre of Structure in Easting coordinate | Centre of Structure in Northing coordinate | Leave Blank | Equipment Sequence Number | Site Name | Short Description | Descriptive Comment (Serving For, Situated at, Purpose of the asset) | Name of main contractor who installed asset | Manufacturer | Model | Model Number | Manufacturing Serial Number | Installation Date of the asset | Date of commission | Warranty Start Date | Warranty End Date | Location certainty - accuracy of data | Date of 'survey-start' | Guideline revision used for survey | File name of photo, if supplied | Pump Service | Pump Purpose | Design Flow Rate in cubic meters per house (m3/h) | Design Pressure Rating (Pressure Head in meters) | Maximum lift in meters | Impeller Diameter in millimetres (mm). | Impeller Model Number | Screw Diameter in millimetres (mm). | Screw Length in millimetres (mm). | Integrated Driver | Driver Type | Full Load Current in Ampere (A). | KW rating | KVA Rating | Phase | Voltage (Volts, V) | Current Type | RPM | Pulley Diameter in millimetres (mm). | Rising Column Length in meters (m). | Discharged Diameter in millimetres (mm). | Flange Connection Type | Immersed Pump | Pump Construction Material | Impeller Construction Material | Recommended Operating Pressure - Best Efficiency Point in kPa. | Maximum Vacuum | Leave Blank | Leave Blank | Leave Blank | Leave Blank | Leave Blank | Leave Blank | Leave Blank | Leave Blank | Leave Blank | I27
I27 | Pump Type | Existing or New Asset | Differs from design (yes/no) | Unique identifier from drawing | Centre of Structure in Easting coordinate | Centre of Structure in Northing coordinate | Leave Blank | Equipment Sequence Number | Site Name | Short Description | Descriptive Comment (Serving For, Situated at, Purpose of the asset) | Name of main contractor who installed asset | Manufacturer | Model | Model Number | Manufacturing Serial Number | Installation Date of the asset | Date of commission | Warranty Start Date | Warranty End Date | Location certainty - accuracy of data | Date of 'survey-start' | Guideline revision used for survey | File name of photo, if supplied | Pump Service | Pump Purpose | Design Flow Rate in cubic meters per house (m3/h) | Design Pressure Rating (Pressure Head in meters) | Maximum lift in meters | Impeller Diameter in millimetres (mm). | Impeller Model Number | Screw Diameter in millimetres (mm). | Screw Length in millimetres (mm). | Integrated Driver | Driver Type | Full Load Current in Ampere (A). | KW rating | KVA Rating | Phase | Voltage (Volts, V) | Current Type | RPM | Pulley Diameter in millimetres (mm). | Rising Column Length in meters (m). | Discharged Diameter in millimetres (mm). | Flange Connection Type | Immersed Pump | Pump Construction Material | Impeller Construction Material | Recommended Operating Pressure - Best Efficiency Point in kPa. | Maximum Vacuum | Leave Blank | Leave Blank | Leave Blank | Leave Blank | Leave Blank | Leave Blank | Leave Blank | Leave Blank | Leave Blank
Point Asset Input | [60 empty] | I28
Pump Set | Pump Type | Existing or New Asset | Differs from design (yes/no) | Unique identifier from drawing | Centre of Structure in Easting coordinate | Centre of Structure in Northing coordinate | Leave Blank | Equipment Sequence Number | Site Name | Short Description | Descriptive Comment (Serving For, Situated at, Purpose of the asset) | Name of main contractor who installed asset | Manufacturer | Model | Model Number | Manufacturing Serial Number | Installation Date of the asset | Date of commission | Warranty Start Date | Warranty End Date | Location certainty - accuracy of data | Date of 'survey-start' | Guideline revision used for survey | File name of photo, if supplied | Pump Service | Pump Purpose | Design Flow Rate in cubic meters per house (m3/h) | Design Pressure Rating (Pressure Head in meters) | Maximum lift in meters | Impeller Diameter in millimetres (mm). | Impeller Model Number | Screw Diameter in millimetres (mm). | Screw Length in millimetres (mm). | Integrated Driver | Driver Type | Full Load Current in Ampere (A). | KW rating | KVA Rating | Phase | Voltage (Volts, V) | Current Type | RPM | Pulley Diameter in millimetres (mm). | Rising Column Length in meters (m). | Discharged Diameter in millimetres (mm). | Flange Connection Type | Immersed Pump | Pump Construction Material | Impeller Construction Material | Recommended Operating Pressure - Best Efficiency Point in kPa. | Maximum Vacuum | Slip Ring (Yes/No) | Leave Blank | Leave Blank | Leave Blank | Leave Blank | Leave Blank | Leave Blank | Leave Blank | Leave Blank | I28
I28 | Pump Type | Existing or New Asset | Differs from design (yes/no) | Unique identifier from drawing | Centre of Structure in Easting coordinate | Centre of Structure in Northing coordinate | Leave Blank | Equipment Sequence Number | Site Name | Short Description | Descriptive Comment (Serving For, Situated at, Purpose of the asset) | Name of main contractor who installed asset | Manufacturer | Model | Model Number | Manufacturing Serial Number | Installation Date of the asset | Date of commission | Warranty Start Date | Warranty End Date | Location certainty - accuracy of data | Date of 'survey-start' | Guideline revision used for survey | File name of photo, if supplied | Pump Service | Pump Purpose | Design Flow Rate in cubic meters per house (m3/h) | Design Pressure Rating (Pressure Head in meters) | Maximum lift in meters | Impeller Diameter in millimetres (mm). | Impeller Model Number | Screw Diameter in millimetres (mm). | Screw Length in millimetres (mm). | Integrated Driver | Driver Type | Full Load Current in Ampere (A). | KW rating | KVA Rating | Phase | Voltage (Volts, V) | Current Type | RPM | Pulley Diameter in millimetres (mm). | Rising Column Length in meters (m). | Discharged Diameter in millimetres (mm). | Flange Connection Type | Immersed Pump | Pump Construction Material | Impeller Construction Material | Recommended Operating Pressure - Best Efficiency Point in kPa. | Maximum Vacuum | Slip Ring (Yes/No) | Leave Blank | Leave Blank | Leave Blank | Leave Blank | Leave Blank | Leave Blank | Leave Blank | Leave Blank
Equipment | [60 empty] | I29
RTU PLC | Leave Blank | Existing or New Asset | Differs from design (yes/no) | Unique identifier from drawing | Leave Blank | Leave Blank | Leave Blank | Equipment Sequence Number | Site Name | Short Description | Descriptive Comment (Serving For, Situated at, Purpose of the asset) | Name of main contractor who installed asset | Manufacturer | Model | Model Number | Manufacturing Serial Number | Installation Date of the asset | Date of commission | Warranty Start Date | Warranty End Date | Leave Blank | Date of 'survey-start' | Guideline revision used for survey | File name of photo, if supplied | Voltage (Volts, V) | Current Type | Ingress Protection | Leave Blank | Leave Blank | Leave Blank | Leave Blank | Leave Blank | Leave Blank | Leave Blank | Leave Blank | Leave Blank | Leave Blank | Leave Blank | Leave Blank | Leave Blank | Leave Blank | Leave Blank | Leave Blank | Leave Blank | Leave Blank | Leave Blank | Leave Blank | Leave Blank | Leave Blank | Leave Blank | Leave Blank | Leave Blank | Leave Blank | Leave Blank | Leave Blank | Leave Blank | Leave Blank | Leave Blank | Leave Blank | Leave Blank | I29
I29 | Leave Blank | Existing or New Asset | Differs from design (yes/no) | Unique identifier from drawing | Leave Blank | Leave Blank | Leave Blank | Equipment Sequence Number | Site Name | Short Description | Descriptive Comment (Serving For, Situated at, Purpose of the asset) | Name of main contractor who installed asset | Manufacturer | Model | Model Number | Manufacturing Serial Number | Installation Date of the asset | Date of commission | Warranty Start Date | Warranty End Date | Leave Blank | Date of 'survey-start' | Guideline revision used for survey | File name of photo, if supplied | Voltage (Volts, V) | Current Type | Ingress Protection | Leave Blank | Leave Blank | Leave Blank | Leave Blank | Leave Blank | Leave Blank | Leave Blank | Leave Blank | Leave Blank | Leave Blank | Leave Blank | Leave Blank | Leave Blank | Leave Blank | Leave Blank | Leave Blank | Leave Blank | Leave Blank | Leave Blank | Leave Blank | Leave Blank | Leave Blank | Leave Blank | Leave Blank | Leave Blank | Leave Blank | Leave Blank | Leave Blank | Leave Blank | Leave Blank | Leave Blank | Leave Blank | Leave Blank
Equipment | [60 empty] | I30
Security System | Leave Blank | Existing or New Asset | Differs from design (yes/no) | Unique identifier from drawing | Leave Blank | Leave Blank | Leave Blank | Equipment Sequence Number | Site Name | Short Description | Descriptive Comment (Serving For, Situated at, Purpose of the asset) | Name of main contractor who installed asset | Manufacturer | Model | Model Number | Manufacturing Serial Number | Installation Date of the asset | Date of commission | Warranty Start Date | Warranty End Date | Leave Blank | Date of 'survey-start' | Guideline revision used for survey | File name of photo, if supplied | Leave Blank | Leave Blank | Leave Blank | Leave Blank | Leave Blank | Leave Blank | Leave Blank | Leave Blank | Leave Blank | Leave Blank | Leave Blank | Leave Blank | Leave Blank | Leave Blank | Leave Blank | Leave Blank | Leave Blank | Leave Blank | Leave Blank | Leave Blank | Leave Blank | Leave Blank | Leave Blank | Leave Blank | Leave Blank | Leave Blank | Leave Blank | Leave Blank | Leave Blank | Leave Blank | Leave Blank | Leave Blank | Leave Blank | Leave Blank | Leave Blank | Leave Blank | I30
I30 | Leave Blank | Existing or New Asset | Differs from design (yes/no) | Unique identifier from drawing | Leave Blank | Leave Blank | Leave Blank | Equipment Sequence Number | Site Name | Short Description | Descriptive Comment (Serving For, Situated at, Purpose of the asset) | Name of main contractor who installed asset | Manufacturer | Model | Model Number | Manufacturing Serial Number | Installation Date of the asset | Date of commission | Warranty Start Date | Warranty End Date | Leave Blank | Date of 'survey-start' | Guideline revision used for survey | File name of photo, if supplied | Leave Blank | Leave Blank | Leave Blank | Leave Blank | Leave Blank | Leave Blank | Leave Blank | Leave Blank | Leave Blank | Leave Blank | Leave Blank | Leave Blank | Leave Blank | Leave Blank | Leave Blank | Leave Blank | Leave Blank | Leave Blank | Leave Blank | Leave Blank | Leave Blank | Leave Blank | Leave Blank | Leave Blank | Leave Blank | Leave Blank | Leave Blank | Leave Blank | Leave Blank | Leave Blank | Leave Blank | Leave Blank | Leave Blank | Leave Blank | Leave Blank | Leave Blank
Equipment | [60 empty] | I31
Radio | Leave Blank | Existing or New Asset | Differs from design (yes/no) | Unique identifier from drawing | Leave Blank | Leave Blank | Leave Blank | Equipment Sequence Number | Site Name | Short Description | Descriptive Comment (Serving For, Situated at, Purpose of the asset) | Name of main contractor who installed asset | Manufacturer | Model | Model Number | Manufacturing Serial Number | Installation Date of the asset | Date of commission | Warranty Start Date | Warranty End Date | Leave Blank | Date of 'survey-start' | Guideline revision used for survey | File name of photo, if supplied | Radio Frequency | Voltage (Volts, V) | Current Type | Radio Supplier | Antena Type | Leave Blank | Leave Blank | Leave Blank | Leave Blank | Leave Blank | Leave Blank | Leave Blank | Leave Blank | Leave Blank | Leave Blank | Leave Blank | Leave Blank | Leave Blank | Leave Blank | Leave Blank | Leave Blank | Leave Blank | Leave Blank | Leave Blank | Leave Blank | Leave Blank | Leave Blank | Leave Blank | Leave Blank | Leave Blank | Leave Blank | Leave Blank | Leave Blank | Leave Blank | Leave Blank | Leave Blank | I31
I31 | Leave Blank | Existing or New Asset | Differs from design (yes/no) | Unique identifier from drawing | Leave Blank | Leave Blank | Leave Blank | Equipment Sequence Number | Site Name | Short Description | Descriptive Comment (Serving For, Situated at, Purpose of the asset) | Name of main contractor who installed asset | Manufacturer | Model | Model Number | Manufacturing Serial Number | Installation Date of the asset | Date of commission | Warranty Start Date | Warranty End Date | Leave Blank | Date of 'survey-start' | Guideline revision used for survey | File name of photo, if supplied | Radio Frequency | Voltage (Volts, V) | Current Type | Radio Supplier | Antena Type | Leave Blank | Leave Blank | Leave Blank | Leave Blank | Leave Blank | Leave Blank | Leave Blank | Leave Blank | Leave Blank | Leave Blank | Leave Blank | Leave Blank | Leave Blank | Leave Blank | Leave Blank | Leave Blank | Leave Blank | Leave Blank | Leave Blank | Leave Blank | Leave Blank | Leave Blank | Leave Blank | Leave Blank | Leave Blank | Leave Blank | Leave Blank | Leave Blank | Leave Blank | Leave Blank | Leave Blank
Equipment | [60 empty] | I32
Software | Software Type | Existing or New Asset | Differs from design (yes/no) | Unique identifier from drawing | Leave Blank | Leave Blank | Leave Blank | Equipment Sequence Number | Site Name | Short Description | Descriptive Comment (Serving For, Situated at, Purpose of the asset) | Name of main contractor who installed asset | Manufacturer | Model | Model Number | Manufacturing Serial Number | Installation Date of the asset | Date of commission | Warranty Start Date | Warranty End Date | Leave Blank | Date of 'survey-start' | Guideline revision used for survey | File name of photo, if supplied | Software reference model | Software Version | Software Licence Number | Software Package Supplier | Software Primary purpose | Leave Blank | Leave Blank | Leave Blank | Leave Blank | Leave Blank | Leave Blank | Leave Blank | Leave Blank | Leave Blank | Leave Blank | Leave Blank | Leave Blank | Leave Blank | Leave Blank | Leave Blank | Leave Blank | Leave Blank | Leave Blank | Leave Blank | Leave Blank | Leave Blank | Leave Blank | Leave Blank | Leave Blank | Leave Blank | Leave Blank | Leave Blank | Leave Blank | Leave Blank | Leave Blank | Leave Blank | I32
I32 | Software Type | Existing or New Asset | Differs from design (yes/no) | Unique identifier from drawing | Leave Blank | Leave Blank | Leave Blank | Equipment Sequence Number | Site Name | Short Description | Descriptive Comment (Serving For, Situated at, Purpose of the asset) | Name of main contractor who installed asset | Manufacturer | Model | Model Number | Manufacturing Serial Number | Installation Date of the asset | Date of commission | Warranty Start Date | Warranty End Date | Leave Blank | Date of 'survey-start' | Guideline revision used for survey | File name of photo, if supplied | Software reference model | Software Version | Software Licence Number | Software Package Supplier | Software Primary purpose | Leave Blank | Leave Blank | Leave Blank | Leave Blank | Leave Blank | Leave Blank | Leave Blank | Leave Blank | Leave Blank | Leave Blank | Leave Blank | Leave Blank | Leave Blank | Leave Blank | Leave Blank | Leave Blank | Leave Blank | Leave Blank | Leave Blank | Leave Blank | Leave Blank | Leave Blank | Leave Blank | Leave Blank | Leave Blank | Leave Blank | Leave Blank | Leave Blank | Leave Blank | Leave Blank | Leave Blank
Equipment | [60 empty] | I33
Starter | Starter Type (Starting Method) | Existing or New Asset | Differs from design (yes/no) | Unique identifier from drawing | Leave Blank | Leave Blank | Leave Blank | Equipment Sequence Number | Site Name | Short Description | Descriptive Comment (Serving For, Situated at, Purpose of the asset) | Name of main contractor who installed asset | Manufacturer | Model | Model Number | Manufacturing Serial Number | Installation Date of the asset | Date of commission | Warranty Start Date | Warranty End Date | Leave Blank | Date of 'survey-start' | Guideline revision used for survey | File name of photo, if supplied | Max Current | KW Rating | Ingress Protection | Leave Blank | Leave Blank | Leave Blank | Leave Blank | Leave Blank | Leave Blank | Leave Blank | Leave Blank | Leave Blank | Leave Blank | Leave Blank | Leave Blank | Leave Blank | Leave Blank | Leave Blank | Leave Blank | Leave Blank | Leave Blank | Leave Blank | Leave Blank | Leave Blank | Leave Blank | Leave Blank | Leave Blank | Leave Blank | Leave Blank | Leave Blank | Leave Blank | Leave Blank | Leave Blank | Leave Blank | Leave Blank | Leave Blank | I33
I33 | Starter Type (Starting Method) | Existing or New Asset | Differs from design (yes/no) | Unique identifier from drawing | Leave Blank | Leave Blank | Leave Blank | Equipment Sequence Number | Site Name | Short Description | Descriptive Comment (Serving For, Situated at, Purpose of the asset) | Name of main contractor who installed asset | Manufacturer | Model | Model Number | Manufacturing Serial Number | Installation Date of the asset | Date of commission | Warranty Start Date | Warranty End Date | Leave Blank | Date of 'survey-start' | Guideline revision used for survey | File name of photo, if supplied | Max Current | KW Rating | Ingress Protection | Leave Blank | Leave Blank | Leave Blank | Leave Blank | Leave Blank | Leave Blank | Leave Blank | Leave Blank | Leave Blank | Leave Blank | Leave Blank | Leave Blank | Leave Blank | Leave Blank | Leave Blank | Leave Blank | Leave Blank | Leave Blank | Leave Blank | Leave Blank | Leave Blank | Leave Blank | Leave Blank | Leave Blank | Leave Blank | Leave Blank | Leave Blank | Leave Blank | Leave Blank | Leave Blank | Leave Blank | Leave Blank | Leave Blank
Polygon Asset Input | [60 empty] | I34
Tank | Tank Type (Tank use) | Existing or New Asset | Differs from design (yes/no) | Unique identifier from drawing | Polygon Vertex Easting coordinate | Polygon Vertex Northing coordinate | Order of vertex / point along polygon | Equipment Sequence Number | Site Name | Short Description | Descriptive Comment (Serving For, Situated at, Purpose of the asset) | Name of main contractor who installed asset | Manufacturer | Model | Model Number | Manufacturing Serial Number | Installation Date of the asset | Date of commission | Warranty Start Date | Warranty End Date | Location certainty - accuracy of data | Date of 'survey-start' | Guideline revision used for survey | File name of photo, if supplied | Tank Contents | Construction Material | Bund around tank (Yes/No) | Capacity in litres (L). | Pressure Vessels License Number | Relocatable (Yes/No) | Construction Style | Benchmark in meters (m). | Floor RL in meters (m). | Resource Consent Number | Resource Consent Expiry Date | Dangerous Goods License | Ground Feature Type | Operating Pressure in kPa | Volume in cubic meters (m3) | Wall Thickness in millimetres (mm). | Double Skinned Tank (Yes/No) | Tank Liner (Yes/No) | Tank Liner Type | Tank Liner Thickness in millimetres (mm). | Leave Blank | Leave Blank | Leave Blank | Leave Blank | Leave Blank | Leave Blank | Leave Blank | Leave Blank | Leave Blank | Leave Blank | Leave Blank | Leave Blank | Leave Blank | Leave Blank | Leave Blank | Leave Blank | I34
I34 | Tank Type (Tank use) | Existing or New Asset | Differs from design (yes/no) | Unique identifier from drawing | Polygon Vertex Easting coordinate | Polygon Vertex Northing coordinate | Order of vertex / point along polygon | Equipment Sequence Number | Site Name | Short Description | Descriptive Comment (Serving For, Situated at, Purpose of the asset) | Name of main contractor who installed asset | Manufacturer | Model | Model Number | Manufacturing Serial Number | Installation Date of the asset | Date of commission | Warranty Start Date | Warranty End Date | Location certainty - accuracy of data | Date of 'survey-start' | Guideline revision used for survey | File name of photo, if supplied | Tank Contents | Construction Material | Bund around tank (Yes/No) | Capacity in litres (L). | Pressure Vessels License Number | Relocatable (Yes/No) | Construction Style | Benchmark in meters (m). | Floor RL in meters (m). | Resource Consent Number | Resource Consent Expiry Date | Dangerous Goods License | Ground Feature Type | Operating Pressure in kPa | Volume in cubic meters (m3) | Wall Thickness in millimetres (mm). | Double Skinned Tank (Yes/No) | Tank Liner (Yes/No) | Tank Liner Type | Tank Liner Thickness in millimetres (mm). | Leave Blank | Leave Blank | Leave Blank | Leave Blank | Leave Blank | Leave Blank | Leave Blank | Leave Blank | Leave Blank | Leave Blank | Leave Blank | Leave Blank | Leave Blank | Leave Blank | Leave Blank | Leave Blank
Equipment | [60 empty] | I35
Transformer | Leave Blank | Existing or New Asset | Differs from design (yes/no) | Unique identifier from drawing | Leave Blank | Leave Blank | Leave Blank | Equipment Sequence Number | Site Name | Short Description | Descriptive Comment (Serving For, Situated at, Purpose of the asset) | Name of main contractor who installed asset | Manufacturer | Model | Model Number | Manufacturing Serial Number | Installation Date of the asset | Date of commission | Warranty Start Date | Warranty End Date | Leave Blank | Date of 'survey-start' | Guideline revision used for survey | File name of photo, if supplied | KVA Rating | Impedance | Cooling Type | Primary Volts | Secondary Volts | Secondary Volts | Leave Blank | Leave Blank | Leave Blank | Leave Blank | Leave Blank | Leave Blank | Leave Blank | Leave Blank | Leave Blank | Leave Blank | Leave Blank | Leave Blank | Leave Blank | Leave Blank | Leave Blank | Leave Blank | Leave Blank | Leave Blank | Leave Blank | Leave Blank | Leave Blank | Leave Blank | Leave Blank | Leave Blank | Leave Blank | Leave Blank | Leave Blank | Leave Blank | Leave Blank | Leave Blank | I35
I35 | Leave Blank | Existing or New Asset | Differs from design (yes/no) | Unique identifier from drawing | Leave Blank | Leave Blank | Leave Blank | Equipment Sequence Number | Site Name | Short Description | Descriptive Comment (Serving For, Situated at, Purpose of the asset) | Name of main contractor who installed asset | Manufacturer | Model | Model Number | Manufacturing Serial Number | Installation Date of the asset | Date of commission | Warranty Start Date | Warranty End Date | Leave Blank | Date of 'survey-start' | Guideline revision used for survey | File name of photo, if supplied | KVA Rating | Impedance | Cooling Type | Primary Volts | Secondary Volts | Secondary Volts | Leave Blank | Leave Blank | Leave Blank | Leave Blank | Leave Blank | Leave Blank | Leave Blank | Leave Blank | Leave Blank | Leave Blank | Leave Blank | Leave Blank | Leave Blank | Leave Blank | Leave Blank | Leave Blank | Leave Blank | Leave Blank | Leave Blank | Leave Blank | Leave Blank | Leave Blank | Leave Blank | Leave Blank | Leave Blank | Leave Blank | Leave Blank | Leave Blank | Leave Blank | Leave Blank
Equipment | [60 empty] | I36
UPS | Leave Blank | Existing or New Asset | Differs from design (yes/no) | Unique identifier from drawing | Leave Blank | Leave Blank | Leave Blank | Equipment Sequence Number | Site Name | Short Description | Descriptive Comment (Serving For, Situated at, Purpose of the asset) | Name of main contractor who installed asset | Manufacturer | Model | Model Number | Manufacturing Serial Number | Installation Date of the asset | Date of commission | Warranty Start Date | Warranty End Date | Leave Blank | Date of 'survey-start' | Guideline revision used for survey | File name of photo, if supplied | KVA Rating | Voltage (Volts, V) | Current Type | Max Current | Ingress Protection | Leave Blank | Leave Blank | Leave Blank | Leave Blank | Leave Blank | Leave Blank | Leave Blank | Leave Blank | Leave Blank | Leave Blank | Leave Blank | Leave Blank | Leave Blank | Leave Blank | Leave Blank | Leave Blank | Leave Blank | Leave Blank | Leave Blank | Leave Blank | Leave Blank | Leave Blank | Leave Blank | Leave Blank | Leave Blank | Leave Blank | Leave Blank | Leave Blank | Leave Blank | Leave Blank | Leave Blank | I36
I36 | Leave Blank | Existing or New Asset | Differs from design (yes/no) | Unique identifier from drawing | Leave Blank | Leave Blank | Leave Blank | Equipment Sequence Number | Site Name | Short Description | Descriptive Comment (Serving For, Situated at, Purpose of the asset) | Name of main contractor who installed asset | Manufacturer | Model | Model Number | Manufacturing Serial Number | Installation Date of the asset | Date of commission | Warranty Start Date | Warranty End Date | Leave Blank | Date of 'survey-start' | Guideline revision used for survey | File name of photo, if supplied | KVA Rating | Voltage (Volts, V) | Current Type | Max Current | Ingress Protection | Leave Blank | Leave Blank | Leave Blank | Leave Blank | Leave Blank | Leave Blank | Leave Blank | Leave Blank | Leave Blank | Leave Blank | Leave Blank | Leave Blank | Leave Blank | Leave Blank | Leave Blank | Leave Blank | Leave Blank | Leave Blank | Leave Blank | Leave Blank | Leave Blank | Leave Blank | Leave Blank | Leave Blank | Leave Blank | Leave Blank | Leave Blank | Leave Blank | Leave Blank | Leave Blank | Leave Blank
Point Asset Input | [60 empty] | I37
Stations Valve | Valve Type | Existing or New Asset | Differs from design (yes/no) | Unique identifier from drawing | Centre of Structure in Easting coordinate | Centre of Structure in Northing coordinate | Leave Blank | Equipment Sequence Number | Site Name | Short Description | Descriptive Comment (Serving For, Situated at, Purpose of the asset) | Name of main contractor who installed asset | Manufacturer | Model | Model Number | Manufacturing Serial Number | Installation Date of the asset | Date of commission | Warranty Start Date | Warranty End Date | Location certainty - accuracy of data | Date of 'survey-start' | Guideline revision used for survey | File name of photo, if supplied | Damping | Connection Method | Flange Connection Type | Actuated - Yes/No | Nominal Size of the valve | Spindle Connection - Yes/No | Spindle Connection Type | Data Sheet - File name | Leave Blank | Leave Blank | Leave Blank | Leave Blank | Leave Blank | Leave Blank | Leave Blank | Leave Blank | Leave Blank | Leave Blank | Leave Blank | Leave Blank | Leave Blank | Leave Blank | Leave Blank | Leave Blank | Leave Blank | Leave Blank | Leave Blank | Leave Blank | Leave Blank | Leave Blank | Leave Blank | Leave Blank | Leave Blank | Leave Blank | Leave Blank | Leave Blank | I37
I37 | Valve Type | Existing or New Asset | Differs from design (yes/no) | Unique identifier from drawing | Centre of Structure in Easting coordinate | Centre of Structure in Northing coordinate | Leave Blank | Equipment Sequence Number | Site Name | Short Description | Descriptive Comment (Serving For, Situated at, Purpose of the asset) | Name of main contractor who installed asset | Manufacturer | Model | Model Number | Manufacturing Serial Number | Installation Date of the asset | Date of commission | Warranty Start Date | Warranty End Date | Location certainty - accuracy of data | Date of 'survey-start' | Guideline revision used for survey | File name of photo, if supplied | Damping | Connection Method | Flange Connection Type | Actuated - Yes/No | Nominal Size of the valve | Spindle Connection - Yes/No | Spindle Connection Type | Data Sheet - File name | Leave Blank | Leave Blank | Leave Blank | Leave Blank | Leave Blank | Leave Blank | Leave Blank | Leave Blank | Leave Blank | Leave Blank | Leave Blank | Leave Blank | Leave Blank | Leave Blank | Leave Blank | Leave Blank | Leave Blank | Leave Blank | Leave Blank | Leave Blank | Leave Blank | Leave Blank | Leave Blank | Leave Blank | Leave Blank | Leave Blank | Leave Blank | Leave Blank
Polygon Asset Input | [60 empty] | I38
Stations Valve Chamber | Structure Type | Existing or New Asset | Differs from design (yes/no) | Unique identifier from drawing | Polygon Vertex Easting coordinate | Polygon Vertex Northing coordinate | Order of vertex / point along polygon | Equipment Sequence Number | Site Name | Short Description | Descriptive Comment (Serving For, Situated at, Purpose of the asset) | Name of main contractor who installed asset | Manufacturer | Model | Model Number | Manufacturing Serial Number | Installation Date of the asset | Date of commission | Warranty Start Date | Warranty End Date | Location certainty - accuracy of data | Date of 'survey-start' | Guideline revision used for survey | File name of photo, if supplied | RL at access of structure in meters (m). | RL at base of structure in meters (m). | Width X Length of structure in millimeters (WxL) | Structure Foundation Type | Structure Treatment Type | Leave Blank | Leave Blank | Leave Blank | Leave Blank | Leave Blank | Leave Blank | Leave Blank | Leave Blank | Leave Blank | Leave Blank | Leave Blank | Leave Blank | Leave Blank | Leave Blank | Leave Blank | Leave Blank | Leave Blank | Leave Blank | Leave Blank | Leave Blank | Leave Blank | Leave Blank | Leave Blank | Leave Blank | Leave Blank | Leave Blank | Leave Blank | Leave Blank | Leave Blank | Leave Blank | Leave Blank | I38
I38 | Valve Chamber | Existing or New Asset | Differs from design (yes/no) | Unique identifier from drawing | Polygon Vertex Easting coordinate | Polygon Vertex Northing coordinate | Order of vertex / point along polygon | Equipment Sequence Number | Site Name | Short Description | Descriptive Comment (Serving For, Situated at, Purpose of the asset) | Name of main contractor who installed asset | Manufacturer | Model | Model Number | Manufacturing Serial Number | Installation Date of the asset | Date of commission | Warranty Start Date | Warranty End Date | Location certainty - accuracy of data | Date of 'survey-start' | Guideline revision used for survey | File name of photo, if supplied | RL at access of structure in meters (m). | RL at base of structure in meters (m). | Width X Length of structure in millimeters (WxL) | Structure Foundation Type | Structure Treatment Type | Leave Blank | Leave Blank | Leave Blank | Leave Blank | Leave Blank | Leave Blank | Leave Blank | Leave Blank | Leave Blank | Leave Blank | Leave Blank | Leave Blank | Leave Blank | Leave Blank | Leave Blank | Leave Blank | Leave Blank | Leave Blank | Leave Blank | Leave Blank | Leave Blank | Leave Blank | Leave Blank | Leave Blank | Leave Blank | Leave Blank | Leave Blank | Leave Blank | Leave Blank | Leave Blank | Leave Blank
Polygon Asset Input | [60 empty] | I39
Stations Pump Chamber | Structure Type | Existing or New Asset | Differs from design (yes/no) | Unique identifier from drawing | Polygon Vertex Easting coordinate | Polygon Vertex Northing coordinate | Order of vertex / point along polygon | Equipment Sequence Number | Site Name | Short Description | Descriptive Comment (Serving For, Situated at, Purpose of the asset) | Name of main contractor who installed asset | Manufacturer | Model | Model Number | Manufacturing Serial Number | Installation Date of the asset | Date of commission | Warranty Start Date | Warranty End Date | Location certainty - accuracy of data | Date of 'survey-start' | Guideline revision used for survey | File name of photo, if supplied | RL at access of structure in meters (m). | RL at base of structure in meters (m). | Width X Length of structure in millimeters (WxL) | Structure Foundation Type | Structure Treatment Type | Leave Blank | Leave Blank | Leave Blank | Leave Blank | Leave Blank | Leave Blank | Leave Blank | Leave Blank | Leave Blank | Leave Blank | Leave Blank | Leave Blank | Leave Blank | Leave Blank | Leave Blank | Leave Blank | Leave Blank | Leave Blank | Leave Blank | Leave Blank | Leave Blank | Leave Blank | Leave Blank | Leave Blank | Leave Blank | Leave Blank | Leave Blank | Leave Blank | Leave Blank | Leave Blank | Leave Blank | I39
I39 | Pump Chamber | Existing or New Asset | Differs from design (yes/no) | Unique identifier from drawing | Polygon Vertex Easting coordinate | Polygon Vertex Northing coordinate | Order of vertex / point along polygon | Equipment Sequence Number | Site Name | Short Description | Descriptive Comment (Serving For, Situated at, Purpose of the asset) | Name of main contractor who installed asset | Manufacturer | Model | Model Number | Manufacturing Serial Number | Installation Date of the asset | Date of commission | Warranty Start Date | Warranty End Date | Location certainty - accuracy of data | Date of 'survey-start' | Guideline revision used for survey | File name of photo, if supplied | RL at access of structure in meters (m). | RL at base of structure in meters (m). | Width X Length of structure in millimeters (WxL) | Structure Foundation Type | Structure Treatment Type | Leave Blank | Leave Blank | Leave Blank | Leave Blank | Leave Blank | Leave Blank | Leave Blank | Leave Blank | Leave Blank | Leave Blank | Leave Blank | Leave Blank | Leave Blank | Leave Blank | Leave Blank | Leave Blank | Leave Blank | Leave Blank | Leave Blank | Leave Blank | Leave Blank | Leave Blank | Leave Blank | Leave Blank | Leave Blank | Leave Blank | Leave Blank | Leave Blank | Leave Blank | Leave Blank | Leave Blank
Polygon Asset Input | [60 empty] | I40
Stations Fan Chamber | Structure Type | Existing or New Asset | Differs from design (yes/no) | Unique identifier from drawing | Polygon Vertex Easting coordinate | Polygon Vertex Northing coordinate | Order of vertex / point along polygon | Equipment Sequence Number | Site Name | Short Description | Descriptive Comment (Serving For, Situated at, Purpose of the asset) | Name of main contractor who installed asset | Manufacturer | Model | Model Number | Manufacturing Serial Number | Installation Date of the asset | Date of commission | Warranty Start Date | Warranty End Date | Location certainty - accuracy of data | Date of 'survey-start' | Guideline revision used for survey | File name of photo, if supplied | RL at access of structure in meters (m). | RL at base of structure in meters (m). | Width X Length of structure in millimeters (WxL) | Structure Foundation Type | Structure Treatment Type | Leave Blank | Leave Blank | Leave Blank | Leave Blank | Leave Blank | Leave Blank | Leave Blank | Leave Blank | Leave Blank | Leave Blank | Leave Blank | Leave Blank | Leave Blank | Leave Blank | Leave Blank | Leave Blank | Leave Blank | Leave Blank | Leave Blank | Leave Blank | Leave Blank | Leave Blank | Leave Blank | Leave Blank | Leave Blank | Leave Blank | Leave Blank | Leave Blank | Leave Blank | Leave Blank | Leave Blank | I40
I40 | Fan Chamber | Existing or New Asset | Differs from design (yes/no) | Unique identifier from drawing | Polygon Vertex Easting coordinate | Polygon Vertex Northing coordinate | Order of vertex / point along polygon | Equipment Sequence Number | Site Name | Short Description | Descriptive Comment (Serving For, Situated at, Purpose of the asset) | Name of main contractor who installed asset | Manufacturer | Model | Model Number | Manufacturing Serial Number | Installation Date of the asset | Date of commission | Warranty Start Date | Warranty End Date | Location certainty - accuracy of data | Date of 'survey-start' | Guideline revision used for survey | File name of photo, if supplied | RL at access of structure in meters (m). | RL at base of structure in meters (m). | Width X Length of structure in millimeters (WxL) | Structure Foundation Type | Structure Treatment Type | Leave Blank | Leave Blank | Leave Blank | Leave Blank | Leave Blank | Leave Blank | Leave Blank | Leave Blank | Leave Blank | Leave Blank | Leave Blank | Leave Blank | Leave Blank | Leave Blank | Leave Blank | Leave Blank | Leave Blank | Leave Blank | Leave Blank | Leave Blank | Leave Blank | Leave Blank | Leave Blank | Leave Blank | Leave Blank | Leave Blank | Leave Blank | Leave Blank | Leave Blank | Leave Blank | Leave Blank
Point Asset Input | [60 empty] | I41
Stations Well | Leave Blank | Existing or New Asset | Differs from design (yes/no) | Unique identifier from drawing | Centre of Structure in Easting coordinate | Centre of Structure in Northing coordinate | Leave Blank | Equipment Sequence Number | Site Name | Short Description | Descriptive Comment (Serving For, Situated at, Purpose of the asset) | Name of main contractor who installed asset | Manufacturer | Model | Model Number | Manufacturing Serial Number | Installation Date of the asset | Date of commission | Warranty Start Date | Warranty End Date | Location certainty - accuracy of data | Date of 'survey-start' | Guideline revision used for survey | File name of photo, if supplied | Location (city) | Location (address) | Date Refurbished | Aquifer Number - Assign which aquifer ( #1 to 5) | Depth of Well in meters (m) | Well Internal Diameter in millimetres (mm) | Artesian well (yes or no) | Draw down at Production Flow Rate in meters | Production Flow Rate in m3/h | ECan Bore number | ECan Consent number | Consent Expiry Date | Screen Material | Screen Length | Casing Material | Casing Length | Backflow Prevention Device type | Rising column length | Rising column diameter in millimetres (mm). | Sampling Point exists (yes/no) | Well head position - above or below ground | Security Cage exists (yes / no) | Depth of well head chamber in meters (m). | Lockable chamber (yes/no) | Chamber top alarm (yes/no) | Chamber diameter | Chamber top height AGL | Chamber top material | Pressure zone - specify the pressure zone the well falls under. | Pump type - Specify pump type | Delivery to - where does the well deliver to | Well Purpose | Abstraction Rate - as specified in consent in Litres/Second | Daily Abstraction Limit in cubic meters | Annual Abstraction Limit in cubic meters | Permit Holder / Responsible Business Unit | I41
I41 | Leave Blank | Existing or New Asset | Differs from design (yes/no) | Unique identifier from drawing | Centre of Structure in Easting coordinate | Centre of Structure in Northing coordinate | Leave Blank | Equipment Sequence Number | Site Name | Short Description | Descriptive Comment (Serving For, Situated at, Purpose of the asset) | Name of main contractor who installed asset | Manufacturer | Model | Model Number | Manufacturing Serial Number | Installation Date of the asset | Date of commission | Warranty Start Date | Warranty End Date | Location certainty - accuracy of data | Date of 'survey-start' | Guideline revision used for survey | File name of photo, if supplied | Location (city) | Location (address) | Date Refurbished | Aquifer Number - Assign which aquifer ( #1 to 5) | Depth of Well in meters (m) | Well Internal Diameter in millimetres (mm) | Artesian well (yes or no) | Draw down at Production Flow Rate in meters | Production Flow Rate in m3/h | ECan Bore number | ECan Consent number | Consent Expiry Date | Screen Material | Screen Length | Casing Material | Casing Length | Backflow Prevention Device type | Rising column length | Rising column diameter in millimetres (mm). | Sampling Point exists (yes/no) | Well head position - above or below ground | Security Cage exists (yes / no) | Depth of well head chamber in meters (m). | Lockable chamber (yes/no) | Chamber top alarm (yes/no) | Chamber diameter | Chamber top height AGL | Chamber top material | Pressure zone - specify the pressure zone the well falls under. | Pump type - Specify pump type | Delivery to - where does the well deliver to | Well Purpose | Abstraction Rate - as specified in consent in Litres/Second | Daily Abstraction Limit in cubic meters | Annual Abstraction Limit in cubic meters | Permit Holder / Responsible Business Unit
Point Asset | [60 empty] | ??
Type of point feature | Specific type of | Existing or New Asset | Differs from design (yes/no) | Unique identifier from drawing | Centre of Structure in Easting coordinate | Centre of Structure in Northing coordinate | Leave Blank | Equipment Sequence Number | Site Name | Short Description | Descriptive Comment (Serving For, Situated at, Purpose of the asset) | Name of main contractor who installed asset | Manufacturer | Model | Model Number | Manufacturing Serial Number | Installation Date of the asset | Date of commission | Warranty Start Date | Warranty End Date | Location certainty - accuracy of data | Date of 'survey-start' | Guideline revision used for survey | File name of photo, if supplied | LEAVE BLANK | LEAVE BLANK | LEAVE BLANK | LEAVE BLANK | LEAVE BLANK | LEAVE BLANK | LEAVE BLANK | LEAVE BLANK | LEAVE BLANK | LEAVE BLANK | LEAVE BLANK | LEAVE BLANK | LEAVE BLANK | LEAVE BLANK | LEAVE BLANK | LEAVE BLANK | LEAVE BLANK | LEAVE BLANK | LEAVE BLANK | LEAVE BLANK | LEAVE BLANK | LEAVE BLANK | LEAVE BLANK | LEAVE BLANK | LEAVE BLANK | LEAVE BLANK | LEAVE BLANK | LEAVE BLANK | LEAVE BLANK | [7 empty] | ??
?? | Specific type of | Existing or New Asset | Differs from design (yes/no) | Unique identifier from drawing | Centre of Structure in Easting coordinate | Centre of Structure in Northing coordinate | Leave Blank | Equipment Sequence Number | Site Name | Short Description | Descriptive Comment (Serving For, Situated at, Purpose of the asset) | Name of main contractor who installed asset | Manufacturer | Model | Model Number | Manufacturing Serial Number | Installation Date of the asset | Date of commission | Warranty Start Date | Warranty End Date | Location certainty - accuracy of data | Date of 'survey-start' | Guideline revision used for survey | File name of photo, if supplied | LEAVE BLANK | LEAVE BLANK | LEAVE BLANK | LEAVE BLANK | LEAVE BLANK | LEAVE BLANK | LEAVE BLANK | LEAVE BLANK | LEAVE BLANK | LEAVE BLANK | LEAVE BLANK | LEAVE BLANK | LEAVE BLANK | LEAVE BLANK | LEAVE BLANK | LEAVE BLANK | LEAVE BLANK | LEAVE BLANK | LEAVE BLANK | LEAVE BLANK | LEAVE BLANK | LEAVE BLANK | LEAVE BLANK | LEAVE BLANK | LEAVE BLANK | LEAVE BLANK | LEAVE BLANK | LEAVE BLANK | LEAVE BLANK
Polygon Asset | [60 empty] | ??
Type of polygon feature | Specific type of | Existing or New Asset | Differs from design (yes/no) | Unique identifier from drawing | Polygon Vertex Easting coordinate | Polygon Vertex Northing coordinate | Order of vertex / point along polygon | Equipment Sequence Number | Site Name | Short Description | Descriptive Comment (Serving For, Situated at, Purpose of the asset) | Name of main contractor who installed asset | Manufacturer | Model | Model Number | Manufacturing Serial Number | Installation Date of the asset | Date of commission | Warranty Start Date | Warranty End Date | Location certainty - accuracy of data | Date of 'survey-start' | Guideline revision used for survey | File name of photo, if supplied | LEAVE BLANK | LEAVE BLANK | LEAVE BLANK | LEAVE BLANK | LEAVE BLANK | LEAVE BLANK | LEAVE BLANK | LEAVE BLANK | LEAVE BLANK | LEAVE BLANK | LEAVE BLANK | LEAVE BLANK | LEAVE BLANK | LEAVE BLANK | LEAVE BLANK | LEAVE BLANK | LEAVE BLANK | LEAVE BLANK | LEAVE BLANK | LEAVE BLANK | LEAVE BLANK | LEAVE BLANK | LEAVE BLANK | LEAVE BLANK | LEAVE BLANK | LEAVE BLANK | LEAVE BLANK | LEAVE BLANK | LEAVE BLANK | [7 empty] | ??
?? | Specific type of | Existing or New Asset | Differs from design (yes/no) | Unique identifier from drawing | Polygon Vertex Easting coordinate | Polygon Vertex Northing coordinate | Order of vertex / point along polygon | Equipment Sequence Number | Site Name | Short Description | Descriptive Comment (Serving For, Situated at, Purpose of the asset) | Name of main contractor who installed asset | Manufacturer | Model | Model Number | Manufacturing Serial Number | Installation Date of the asset | Date of commission | Warranty Start Date | Warranty End Date | Location certainty - accuracy of data | Date of 'survey-start' | Guideline revision used for survey | File name of photo, if supplied | LEAVE BLANK | LEAVE BLANK | LEAVE BLANK | LEAVE BLANK | LEAVE BLANK | LEAVE BLANK | LEAVE BLANK | LEAVE BLANK | LEAVE BLANK | LEAVE BLANK | LEAVE BLANK | LEAVE BLANK | LEAVE BLANK | LEAVE BLANK | LEAVE BLANK | LEAVE BLANK | LEAVE BLANK | LEAVE BLANK | LEAVE BLANK | LEAVE BLANK | LEAVE BLANK | LEAVE BLANK | LEAVE BLANK | LEAVE BLANK | LEAVE BLANK | LEAVE BLANK | LEAVE BLANK | LEAVE BLANK | LEAVE BLANK
Equipment | [60 empty] | ??
Type of Equipment | Specific type of | Existing or New Asset | Differs from design (yes/no) | Unique identifier from drawing | Leave Blank | Leave Blank | Leave Blank | Equipment Sequence Number | Site Name | Short Description | Descriptive Comment (Serving For, Situated at, Purpose of the asset) | Name of main contractor who installed asset | Manufacturer | Model | Model Number | Manufacturing Serial Number | Installation Date of the asset | Date of commission | Warranty Start Date | Warranty End Date | Location certainty - accuracy of data | Date of 'survey-start' | Guideline revision used for survey | File name of photo, if supplied | LEAVE BLANK | LEAVE BLANK | LEAVE BLANK | LEAVE BLANK | LEAVE BLANK | LEAVE BLANK | LEAVE BLANK | LEAVE BLANK | LEAVE BLANK | LEAVE BLANK | LEAVE BLANK | LEAVE BLANK | LEAVE BLANK | LEAVE BLANK | LEAVE BLANK | LEAVE BLANK | LEAVE BLANK | LEAVE BLANK | LEAVE BLANK | LEAVE BLANK | LEAVE BLANK | LEAVE BLANK | LEAVE BLANK | LEAVE BLANK | LEAVE BLANK | LEAVE BLANK | LEAVE BLANK | LEAVE BLANK | LEAVE BLANK | [7 empty] | ??
?? | Specific type of | Existing or New Asset | Differs from design (yes/no) | Unique identifier from drawing | Leave Blank | Leave Blank | Leave Blank | Equipment Sequence Number | Site Name | Short Description | Descriptive Comment (Serving For, Situated at, Purpose of the asset) | Name of main contractor who installed asset | Manufacturer | Model | Model Number | Manufacturing Serial Number | Installation Date of the asset | Date of commission | Warranty Start Date | Warranty End Date | Location certainty - accuracy of data | Date of 'survey-start' | Guideline revision used for survey | File name of photo, if supplied | LEAVE BLANK | LEAVE BLANK | LEAVE BLANK | LEAVE BLANK | LEAVE BLANK | LEAVE BLANK | LEAVE BLANK | LEAVE BLANK | LEAVE BLANK | LEAVE BLANK | LEAVE BLANK | LEAVE BLANK | LEAVE BLANK | LEAVE BLANK | LEAVE BLANK | LEAVE BLANK | LEAVE BLANK | LEAVE BLANK | LEAVE BLANK | LEAVE BLANK | LEAVE BLANK | LEAVE BLANK | LEAVE BLANK | LEAVE BLANK | LEAVE BLANK | LEAVE BLANK | LEAVE BLANK | LEAVE BLANK | LEAVE BLANK

## CCC Stations Picklist
CCCPicklist | List Name | Description | Value | CAT Version
| domDiffersFromDesign | No | No | S-1.01
| domDiffersFromDesign | Yes | Yes
| domLocationCertainty | Approximate XY | Approximate XY
| domLocationCertainty | Survey Accurate | Survey Accurate
| domExistingOrNew | New | NEW
| domExistingOrNew | Existing | EXISTING
ZPM_ACTUATORTYPE | domActuatorType | Pneumatic | PNEUMATIC
ZPM_ACTUATORTYPE | domActuatorType | Hydraulic | HYDRAULIC
ZPM_ACTUATORTYPE | domActuatorType | Electric | ELECTRIC
ZPM_CURRENTTYPE | domCurrentType | AC | AC
ZPM_CURRENTTYPE | domCurrentType | DC | DC
ZPM_AIRCONDTYPE | domAirConditionerType | Standalone | STANDALONE
ZPM_AIRCONDTYPE | domAirConditionerType | Ducted | DUCTED
ZPM_BACKFLOWTYPE | domBackflowType | Air Gap Separator (Registered) | AGS
ZPM_BACKFLOWTYPE | domBackflowType | Atmospheric Vacuum Breaker | AVB
ZPM_BACKFLOWTYPE | domBackflowType | Anti-Siphon Valve | ASV
ZPM_BACKFLOWTYPE | domBackflowType | Barometric Loop | BL
ZPM_BACKFLOWTYPE | domBackflowType | Break Tank | BT
ZPM_BACKFLOWTYPE | domBackflowType | Dual Check Device | DCD
ZPM_BACKFLOWTYPE | domBackflowType | Dble Check Backflow Preventer | DCV
ZPM_BACKFLOWTYPE | domBackflowType | Hose Bibb | HB
ZPM_BACKFLOWTYPE | domBackflowType | Pressure Vacuum Breaker | PVB
ZPM_BACKFLOWTYPE | domBackflowType | Reduced Pressure Backflow Prev | RPZ
ZPM_BACKFLOWTYPE | domBackflowType | Swing Check Valve | SCV
ZPM_BACKFLOWTYPE | domBackflowType | Single Check | SINGLE CHECK
ZPM_CONSTRUCTIONMATERIAL | domConstructionMaterial | Aluminium | ALUMINIUM
ZPM_CONSTRUCTIONMATERIAL | domConstructionMaterial | Asbestos Concrete | ASBESTOS CONCRETE
ZPM_CONSTRUCTIONMATERIAL | domConstructionMaterial | Bonded Aggregate | BONDEDAGGREGATE
ZPM_CONSTRUCTIONMATERIAL | domConstructionMaterial | Brass | BRASS
ZPM_CONSTRUCTIONMATERIAL | domConstructionMaterial | Brick | BRICK
ZPM_CONSTRUCTIONMATERIAL | domConstructionMaterial | Bronze | BRONZE
ZPM_CONSTRUCTIONMATERIAL | domConstructionMaterial | Cable | CABLE
ZPM_CONSTRUCTIONMATERIAL | domConstructionMaterial | Cast Iron | CAST IRON
ZPM_CONSTRUCTIONMATERIAL | domConstructionMaterial | Cast - Metal/Steel | CASTMETALSTEEL
ZPM_CONSTRUCTIONMATERIAL | domConstructionMaterial | Chain | CHAIN
ZPM_CONSTRUCTIONMATERIAL | domConstructionMaterial | Colour Steel | COLOURSTEEL
ZPM_CONSTRUCTIONMATERIAL | domConstructionMaterial | Concrete | CONCRETE
ZPM_CONSTRUCTIONMATERIAL | domConstructionMaterial | Concrete Block | CONCRETEBLOCK
ZPM_CONSTRUCTIONMATERIAL | domConstructionMaterial | Corrugated Iron | CORRUGATEDIRON
ZPM_CONSTRUCTIONMATERIAL | domConstructionMaterial | Drum | DRUM
ZPM_CONSTRUCTIONMATERIAL | domConstructionMaterial | Fibreglass | FIBREGLASS
ZPM_CONSTRUCTIONMATERIAL | domConstructionMaterial | Gabion Basket | GABIONBASKET
ZPM_CONSTRUCTIONMATERIAL | domConstructionMaterial | Galvanised Metal | GALVANISEDMETAL
ZPM_CONSTRUCTIONMATERIAL | domConstructionMaterial | Galvanised Steel | GALVANISEDSTEEL
ZPM_CONSTRUCTIONMATERIAL | domConstructionMaterial | Glass | GLASS
ZPM_CONSTRUCTIONMATERIAL | domConstructionMaterial | Granite | GRANITE
ZPM_CONSTRUCTIONMATERIAL | domConstructionMaterial | Iron | IRON
ZPM_CONSTRUCTIONMATERIAL | domConstructionMaterial | Masonry | MASONRY
ZPM_CONSTRUCTIONMATERIAL | domConstructionMaterial | Metal | METAL
ZPM_CONSTRUCTIONMATERIAL | domConstructionMaterial | Mild Steel | MILD STEEL
ZPM_CONSTRUCTIONMATERIAL | domConstructionMaterial | Modular Cell System | MODULARCELLSYSTEM
ZPM_CONSTRUCTIONMATERIAL | domConstructionMaterial | Moulded Synthetic | MOULDEDSYNTHETIC
ZPM_CONSTRUCTIONMATERIAL | domConstructionMaterial | Painted Metal | PAINTEDMETAL
ZPM_CONSTRUCTIONMATERIAL | domConstructionMaterial | Painted Steel | PAINTEDSTEEL
ZPM_CONSTRUCTIONMATERIAL | domConstructionMaterial | PVC - Plastic | PVC-PLASTIC
ZPM_CONSTRUCTIONMATERIAL | domConstructionMaterial | Plastic | PLASTIC
ZPM_CONSTRUCTIONMATERIAL | domConstructionMaterial | Polycarbonate | POLYCARBONATE
ZPM_CONSTRUCTIONMATERIAL | domConstructionMaterial | Other Plastic | OTHER PLASTIC
ZPM_CONSTRUCTIONMATERIAL | domConstructionMaterial | Polyethylene | POLYETHYLENE
ZPM_CONSTRUCTIONMATERIAL | domConstructionMaterial | Rock | ROCK
ZPM_CONSTRUCTIONMATERIAL | domConstructionMaterial | Rope | ROPE
ZPM_CONSTRUCTIONMATERIAL | domConstructionMaterial | Shade Cloth | SHADECLOTH
ZPM_CONSTRUCTIONMATERIAL | domConstructionMaterial | Sheet Steel | SHEETSTEEL
ZPM_CONSTRUCTIONMATERIAL | domConstructionMaterial | Stainless Steel | STAINLESSSTEEL
ZPM_CONSTRUCTIONMATERIAL | domConstructionMaterial | Steel | STEEL
ZPM_CONSTRUCTIONMATERIAL | domConstructionMaterial | Stone | STONE
ZPM_CONSTRUCTIONMATERIAL | domConstructionMaterial | Tyres | TYRES
ZPM_CONSTRUCTIONMATERIAL | domConstructionMaterial | Unlined | UNLINED
ZPM_CONSTRUCTIONMATERIAL | domConstructionMaterial | Unknown | UNKNOWN
ZPM_CONSTRUCTIONMATERIAL | domConstructionMaterial | Wire | WIRE
ZPM_CONSTRUCTIONMATERIAL | domConstructionMaterial | Wood | WOOD
ZPM_CONSTRUCTIONMATERIAL | domConstructionMaterial | Wrought Iron | WROUGHTIRON
ZPM_CABLEPURPOSE | domCablePurpose | Power | POWER
ZPM_CABLEPURPOSE | domCablePurpose | Fibre | FIBRE
ZPM_CABLEPURPOSE | domCablePurpose | Communications | COMMUNICATIONS
ZPM_CABLEPURPOSE | domCablePurpose | Control & Indication | CONTROL
ZPM_COMPUTERTYPE | domComputerType | Desktop | DESKTOP
ZPM_COMPUTERTYPE | domComputerType | Industrial PC | INDUSTRIAL PC
ZPM_COMPUTERTYPE | domComputerType | Laptop | LAPTOP
ZPM_COMPUTERTYPE | domComputerType | Server | SERVER
ZPM_COMPUTERTYPE | domComputerType | Tablet | TABLET
ZPM_CRANETYPE | domCraneType | Travelling | TRAVELLING
ZPM_CRANETYPE | domCraneType | Gantry | GANTRY
ZPM_CRANETYPE | domCraneType | Chain Block | CHAIN BLOCK
ZPM_CRANETYPE | domCraneType | Rail | RAIL
ZPM_CAPACITYUOM | domCapacityUOM | KG | kg
ZPM_CAPACITYUOM | domCapacityUOM | TON | Ton
ZPM_CAPACITYUOM | domCapacityUOM | TONNE | Tonne
ZPM_CRANECONTROL | domCraneControl | Mechanical | MECHANICAL
ZPM_CRANECONTROL | domCraneControl | Electrical | ELECTRICAL
ZPM_DIFFUSERTYPE | domDiffuserType | Ceramic | CERAMIC
ZPM_DIFFUSERTYPE | domDiffuserType | Membrane | MEMBRANE
ZPM_DIFFUSERTYPE | domDiffuserType | Pipe Sparge | PIPE SPARGE
ZPM_ELECTRICALSYSTEMTYPE | domElectricalSystemType | Control Panel | CONTROL PANEL
ZPM_ELECTRICALSYSTEMTYPE | domElectricalSystemType | Distribution Board | DISTRIBUTION BOARD
ZPM_ELECTRICALSYSTEMTYPE | domElectricalSystemType | Main Cabinet | MAIN CABINET
ZPM_ELECTRICALSYSTEMTYPE | domElectricalSystemType | Motor Control Centre | MOTOR CONTROL CENTRE
ZPM_ELECTRICALSYSTEMTYPE | domElectricalSystemType | Switchboard | SWITCHBOARD
ZPM_TYPETESTED | domTypeTested | Yes | YES
ZPM_TYPETESTED | domTypeTested | No | NO
ZPM_TYPETESTED | domTypeTested | Partial | PARTIAL
ZPM_FUELTYPE | domFuelType | Diesel | DIESEL
ZPM_FUELTYPE | domFuelType | Gas | GAS
ZPM_FUELTYPE | domFuelType | Diesel & Gas | DUEL
ZPM_OUTPUTDRIVE | domOutputDrive | Direct | DIRECT
ZPM_OUTPUTDRIVE | domOutputDrive | Belt Driven | BELT DRIVEN
ZPM_EXCHANGERTYPE | domExchangerType | Plate | PLATE
ZPM_EXCHANGERTYPE | domExchangerType | Shell And Tube | SHELL AND TUBE
ZPM_EXCHANGERTYPE | domExchangerType | Fin | FIN
ZPM_EXCHANGERTYPE | domExchangerType | Coil | COIL
ZPM_EXCHANGERTYPE | domExchangerType | Separated Plate | SEPARATED PLATE
ZPM_OPERATINGFLUID | domOperatingFluid | Air-Oil | AIR-OIL
ZPM_OPERATINGFLUID | domOperatingFluid | Air-Water | AIR-WATER
ZPM_OPERATINGFLUID | domOperatingFluid | Water-Oil | WATER-OIL
ZPM_OPERATINGFLUID | domOperatingFluid | Water-Water | WATER-WATER
ZPM_FANTYPE | domFanType | Axial | AXIAL
ZPM_FANTYPE | domFanType | Side Channel | SIDE CHANNEL
ZPM_FANTYPE | domFanType | Centrifrugal | CENTRIFRUGAL
ZPM_FANTYPE | domFanType | Positive Displacement | POSITIVE DISPLACEMENT
ZPM_FILTERPURPOSE | domFilterPurpose | Water | WATER
ZPM_FILTERPURPOSE | domFilterPurpose | Oil | OIL
ZPM_FILTERPURPOSE | domFilterPurpose | Fuel | FUEL
ZPM_FILTERPURPOSE | domFilterPurpose | Air | AIR
ZPM_FILTERMEDIA | domFilterMedia | Bark | BARK
ZPM_FILTERMEDIA | domFilterMedia | Paper | PAPER
ZPM_FILTERMEDIA | domFilterMedia | Carbon | CARBON
ZPM_FILTERMEDIA | domFilterMedia | Paper Cartridge | PAPER CARTRIDGE
ZPM_FILTERMEDIA | domFilterMedia | Soil | SOIL
ZPM_FILTERMEDIA | domFilterMedia | Sand | SAND
ZPM_FILTERMEDIA | domFilterMedia | Ceramic Cartridge | CERAMIC CARTRIDGE
ZPM_FILTERMEDIA | domFilterMedia | Plastic | PLASTIC
ZPM_FILTERMEDIA | domFilterMedia | Membrane | MEMBRANE
ZPM_FILTERMEDIA | domFilterMedia | Coconut Husk | COCONUT HUSK
ZPM_FILTERMEDIA | domFilterMedia | Zeolite | ZEOLITE
ZPM_FILTERMEDIA | domFilterMedia | Glass | GLASS
ZPM_FLUIDFILTERED | domFluidFiltered | Water | WATER
ZPM_FLUIDFILTERED | domFluidFiltered | Air | AIR
ZPM_FLUIDFILTERED | domFluidFiltered | Waste Water | WASTE WATER
FILTERBEDTYPE | domFilterBedType | Bark | BARK
FILTERBEDTYPE | domFilterBedType | Soil Filter | SOIL
FILTERBEDTYPE | domFilterBedType | Carbon | CARBON
ZPM_SYNCHRONISED | domSynchronised | Synchronised | SYNCHRONISED
ZPM_SYNCHRONISED | domSynchronised | Stand Alone | STAND ALONE
ZPM_MEASUREMENTTYPE | domMeasurementType | Analytical | ANALYTICAL
ZPM_MEASUREMENTTYPE | domMeasurementType | Flow | FLOW
ZPM_MEASUREMENTTYPE | domMeasurementType | Flow Mechanical | FLOW MECHANICAL
ZPM_MEASUREMENTTYPE | domMeasurementType | Level | LEVEL
ZPM_MEASUREMENTTYPE | domMeasurementType | Ph | PH
ZPM_MEASUREMENTTYPE | domMeasurementType | Power | POWER
ZPM_MEASUREMENTTYPE | domMeasurementType | Position | POSITION
ZPM_MEASUREMENTTYPE | domMeasurementType | Pressure | PRESSURE
ZPM_MEASUREMENTTYPE | domMeasurementType | Speed | SPEED
ZPM_MEASUREMENTTYPE | domMeasurementType | Temperature | TEMPERATURE
ZPM_MEASUREMENTTYPE | domMeasurementType | Turbidity | TURBIDITY
ZPM_MEASUREMENTTYPE | domMeasurementType | Level - Ultrasonic | LEVEL - ULTRASONIC
ZPM_MEASUREMENTTYPE | domMeasurementType | Level - Float Switch | LEVEL - FLOAT SWITCH
ZPM_MEASUREMENTTYPE | domMeasurementType | Level - Hydrostatic | LEVEL - HYDROSTATIC
ZPM_MEASUREMENTTYPE | domMeasurementType | Pressure Sensor | PRESSURE SENSOR
ZPM_MEASUREMENTTYPE | domMeasurementType | Flow - Magflow | FLOW - MAGFLOW
ZPM_MEASUREMENTTYPE | domMeasurementType | Dissolved Oxygen | DISSOLVED OXYGEN
ZPM_MEASUREMENTTYPE | domMeasurementType | Humidity | HUMIDITY
ZPM_INSTUNITOFMEASURE | domInstrumentUnitOfMeasure | cu. Meter per hour m3/hr | CU. METER PER HOUR M3/HR
ZPM_INSTUNITOFMEASURE | domInstrumentUnitOfMeasure | cu. Meter per second m3/s | CU. METER PER SECOND M3/S
ZPM_INSTUNITOFMEASURE | domInstrumentUnitOfMeasure | Degree Celsius | DEGREE CELSIUS
ZPM_INSTUNITOFMEASURE | domInstrumentUnitOfMeasure | Meter m | METER M
ZPM_INSTUNITOFMEASURE | domInstrumentUnitOfMeasure | Pascal Pa | PASCAL PA
ZPM_INSTUNITOFMEASURE | domInstrumentUnitOfMeasure | Watts W | WATTS W
ZPM_INSTUNITOFMEASURE | domInstrumentUnitOfMeasure | Nephelometric Turbidity Units | NEPHELOMETRIC TURBIDITY UNITS
ZPM_INSTUNITOFMEASURE | domInstrumentUnitOfMeasure | Percentage | PERCENTAGE
ZPM_SLIPRING | domSlipRing | Yes | YES
ZPM_SLIPRING | domSlipRing | No | NO
ZPM_NETWORKEQUIPTYPE | domNetworkEquipType | Hub | HUB
ZPM_NETWORKEQUIPTYPE | domNetworkEquipType | Switch | SWITCH
ZPM_NETWORKEQUIPTYPE | domNetworkEquipType | Router | ROUTER
ZPM_NETWORKEQUIPTYPE | domNetworkEquipType | Firewall | FIREWALL
ZPM_FRAMEMATERIAL | domFrameMaterial | Cast Iron | CAST IRON
ZPM_FRAMEMATERIAL | domFrameMaterial | Stainless Steel | STAINLESS STEEL
ZPM_FRAMEMATERIAL | domFrameMaterial | Mild Steel | MILD STEEL
ZPM_PENSTOCKMATERIAL | domPenstockMaterial | Aluminium | ALUMINIUM
ZPM_PENSTOCKMATERIAL | domPenstockMaterial | Cast Iron | CAST IRON
ZPM_PENSTOCKMATERIAL | domPenstockMaterial | Mild Steel | MILD STEEL
ZPM_PENSTOCKMATERIAL | domPenstockMaterial | Plastic | PLASTIC
ZPM_PENSTOCKMATERIAL | domPenstockMaterial | Stainless Steel | STAINLESS STEEL
ZPM_SPINDLETYPE | domSpindleType | Non-Rising | NON-RISING
ZPM_SPINDLETYPE | domSpindleType | Rising | RISING
ZPM_FLUIDCONVEYED | domFluidConveyed | Air | AIR
ZPM_FLUIDCONVEYED | domFluidConveyed | Water | WATER
ZPM_FLUIDCONVEYED | domFluidConveyed | Waste Water | WASTE WATER
ZPM_FLUIDCONVEYED | domFluidConveyed | Storm Water | STORM WATER
ZPM_FLUIDCONVEYED | domFluidConveyed | Fuel | FUEL
ZPM_FLUIDCONVEYED | domFluidConveyed | Steam | STEAM
ZPM_FLUIDCONVEYED | domFluidConveyed | Biogas | BIOGAS
ZPM_PUMPTYPE | domPumpType | Vertical Multistage | VERTICAL MULTISTAGE
ZPM_PUMPTYPE | domPumpType | Horizontal Multistage | HORIZONTAL MULTISTAGE
ZPM_PUMPTYPE | domPumpType | End Suction | END SUCTION
ZPM_PUMPTYPE | domPumpType | Submersible | SUBMERSIBLE
ZPM_PUMPTYPE | domPumpType | Axial Flow | AXIAL FLOW
ZPM_PUMPTYPE | domPumpType | Screw | SCREW
ZPM_PUMPTYPE | domPumpType | Progressive Cavity | PROGRESSIVE CAVITY
ZPM_PUMPTYPE | domPumpType | Mixed Flow | MIXED FLOW
ZPM_PUMPTYPE | domPumpType | Piston | PISTON
ZPM_PUMPTYPE | domPumpType | Diaphragm | DIAPHRAGM
ZPM_PUMPTYPE | domPumpType | Peristaltic | PERISTALTIC
ZPM_PUMPTYPE | domPumpType | Rotary Vane | ROTARY VANE
ZPM_PUMPTYPE | domPumpType | Horizontal Splitcase | HORIZONTAL SPLITCASE
ZPM_PUMPTYPE | domPumpType | Centrfugal Multistage | CENTRFUGAL MULTISTAGE
ZPM_PUMPTYPE | domPumpType | Centrifugal Horizontalsplitcas | CENTRIFUGAL HORIZONTALSPLITCAS
ZPM_PUMPTYPE | domPumpType | Centrifugal Endsuction | CENTRIFUGAL ENDSUCTION
ZPM_SERVICE | domPumpService | Drainage | DRAINAGE
ZPM_SERVICE | domPumpService | Sewerage | SEWERAGE
ZPM_SERVICE | domPumpService | Water | WATER
ZPM_PUMPPURPOSE | domPumpPurpose | Booster Pump | BOOSTER
ZPM_PUMPPURPOSE | domPumpPurpose | Cooling Water Pump | COOLING
ZPM_PUMPPURPOSE | domPumpPurpose | Flushing Pump | FLUSHING
ZPM_PUMPPURPOSE | domPumpPurpose | Fuel Transfer Pump | FUEL
ZPM_PUMPPURPOSE | domPumpPurpose | Main Pump | MAIN
ZPM_PUMPPURPOSE | domPumpPurpose | Secondary Pump | SECONDARY
ZPM_PUMPPURPOSE | domPumpPurpose | Sump Pump | SUMP
ZPM_PUMPPURPOSE | domPumpPurpose | Well Pump | WELL
ZPM_PUMPPURPOSE | domPumpPurpose | Lift | LIFT
ZPM_PUMPPURPOSE | domPumpPurpose | Dosing | DOSING
ZPM_PUMPPURPOSE | domPumpPurpose | Irrigation | IRRIGATION
ZPM_PUMPPURPOSE | domPumpPurpose | Transfer | TRANSFER
ZPM_PUMPPURPOSE | domPumpPurpose | Flood Control | FLOOD CONTROL
ZPM_PUMPPURPOSE | domPumpPurpose | Vacuum | VACUUM
ZPM_INTEGRATEDDRIVER | domIntegratedDriver | Yes | YES
ZPM_INTEGRATEDDRIVER | domIntegratedDriver | No | NO
ZPM_DRIVERTYPE | domDriverType | Electrical | ELECTRICAL
ZPM_DRIVERTYPE | domDriverType | Mechanical | MECHANICAL
ZPM_FLANGECONNECTIONTYPE | domFlangeConnectionType | AS 2129 | AS 2129
ZPM_FLANGECONNECTIONTYPE | domFlangeConnectionType | AS 4087 | AS 4087
ZPM_FLANGECONNECTIONTYPE | domFlangeConnectionType | BSC 10 Table E | BS 10TABLE E
ZPM_IMMERSEDPUMP | domImmersedPump | Yes | YES
ZPM_IMMERSEDPUMP | domImmersedPump | No | NO
ZPM_IMPCONSTRUCTIONMATERIAL | domImpellerConstructionMaterial | Aluminium | ALUMINIUM
ZPM_IMPCONSTRUCTIONMATERIAL | domImpellerConstructionMaterial | Brass | BRASS
ZPM_IMPCONSTRUCTIONMATERIAL | domImpellerConstructionMaterial | Bronze | BRONZE
ZPM_IMPCONSTRUCTIONMATERIAL | domImpellerConstructionMaterial | Cast Iron | CAST IRON
ZPM_IMPCONSTRUCTIONMATERIAL | domImpellerConstructionMaterial | Composite | COMPOSITE
ZPM_IMPCONSTRUCTIONMATERIAL | domImpellerConstructionMaterial | Fibreglass | FIBREGLASS
ZPM_IMPCONSTRUCTIONMATERIAL | domImpellerConstructionMaterial | Plastic | PLASTIC
ZPM_IMPCONSTRUCTIONMATERIAL | domImpellerConstructionMaterial | Rubber | RUBBER
ZPM_IMPCONSTRUCTIONMATERIAL | domImpellerConstructionMaterial | Stainless Steel | STAINLESS STEEL
ZPM_ANTENATYPE | domAntenaType | Colinear | COLINEAR
ZPM_ANTENATYPE | domAntenaType | Dipole | DIPOLE
ZPM_ANTENATYPE | domAntenaType | Dish | DISH
ZPM_ANTENATYPE | domAntenaType | Other | OTHER
ZPM_ANTENATYPE | domAntenaType | Whip | WHIP
ZPM_ANTENATYPE | domAntenaType | Yagi | YAGI
ZPM_SOFTWARETYPE | domSoftwareType | Custom Made | CUSTOM MADE
ZPM_SOFTWARETYPE | domSoftwareType | Off The Shelf | OFF THE SHELF
ZPM_SOFTWAREPURPOSE | domSoftwarePurpose | Application Software | APPLICATION SOFTWARE
ZPM_SOFTWAREPURPOSE | domSoftwarePurpose | System And Application | SYSTEM AND APPLICATION
ZPM_SOFTWAREPURPOSE | domSoftwarePurpose | System Software | SYSTEM SOFTWARE
ZPM_STARTERSTARTINGMETHOD | domStartingMethod | DOL | DOL
ZPM_STARTERSTARTINGMETHOD | domStartingMethod | Liquid | LIQUID
ZPM_STARTERSTARTINGMETHOD | domStartingMethod | Slip Ring | SLIP RING
ZPM_STARTERSTARTINGMETHOD | domStartingMethod | Soft Start | SOFT START
ZPM_STARTERSTARTINGMETHOD | domStartingMethod | Star Delta | STAR DELTA
ZPM_STARTERSTARTINGMETHOD | domStartingMethod | VSD AC | VSD AC
ZPM_STARTERSTARTINGMETHOD | domStartingMethod | VSD DC | VSD DC
ZPM_STARTERSTARTINGMETHOD | domStartingMethod | Auto Transformer | AUTO TRANSFORMER
ZPM_TANKUSE | domTankUse | Domestic | DOMESTIC
ZPM_TANKUSE | domTankUse | Fire Fighting | FIRE
ZPM_TANKUSE | domTankUse | Heating | HEATING
ZPM_TANKUSE | domTankUse | Irrigation | IRRIGATION
ZPM_TANKUSE | domTankUse | Stock | STOCK
ZPM_TANKUSE | domTankUse | Storage | STORAGE
ZPM_TANKUSE | domTankUse | Vehicles | VEHICLES
ZPM_TANKCONTENTS | domTankContents | Chemical | CHEMICAL
ZPM_TANKCONTENTS | domTankContents | Diesel | DIESEL
ZPM_TANKCONTENTS | domTankContents | Petrol | PETROL
ZPM_TANKCONTENTS | domTankContents | Sewerage | SEWERAGE
ZPM_TANKCONTENTS | domTankContents | Water | WATER
ZPM_TANKCONTENTS | domTankContents | Gas | GAS
ZPM_TANKCONTENTS | domTankContents | Stormwater | STORMWATER
ZPM_TANKCONTENTS | domTankContents | Liquid Petroleum Gas | LIQUID PETROLEUM GAS
ZPM_TANKCONTENTS | domTankContents | Coolant | COOLANT
ZPM_TANKCONTENTS | domTankContents | Chlorine | CHLORINE
ZPM_BUND | domBund | Yes | YES
ZPM_BUND | domBund | No | NO
ZPM_RELOCATABLE | domRelocatable | No | N
ZPM_RELOCATABLE | domRelocatable | Yes | Y
ZPM_CONSTRUCTIONSTYLE | domConstructionStyle | Cast In-Situ | CASTINSITU
ZPM_CONSTRUCTIONSTYLE | domConstructionStyle | Masonry | MASONRY
ZPM_CONSTRUCTIONSTYLE | domConstructionStyle | Pre-Cast | PRECAST
ZPM_CONSTRUCTIONSTYLE | domConstructionStyle | Pre-Fabricated | PREFABRICATED
ZPM_CONSTRUCTIONSTYLE | domConstructionStyle | Riveted | RIVETED
ZPM_CONSTRUCTIONSTYLE | domConstructionStyle | Sectional | SECTIONAL
ZPM_CONSTRUCTIONSTYLE | domConstructionStyle | Welded | WELDED
ZPM_GROUNDFEATURETYPE | domGroundFeatureType | Above Ground | ABOVE
ZPM_GROUNDFEATURETYPE | domGroundFeatureType | Below Ground | BELOW
ZPM_GROUNDFEATURETYPE | domGroundFeatureType | Combination Above/Below Ground | COMBINATION
ZPM_DOUBLESKINNED | domDoubleSkinned | Yes | YES
ZPM_DOUBLESKINNED | domDoubleSkinned | No | NO
ZPM_TANKLINER | domTankLiner | Yes | YES
ZPM_TANKLINER | domTankLiner | No | NO
ZPM_TANKLINERTYPE | domTankLinerType | Epar | EPAR
ZPM_TANKLINERTYPE | domTankLinerType | Epoxy | EPOXY
ZPM_TANKLINERTYPE | domTankLinerType | Fibre Glass | FIBRE GLASS
ZPM_TANKLINERTYPE | domTankLinerType | Plastic | PLASTIC
ZPM_TANKLINERTYPE | domTankLinerType | Situclad-E | SITUCLAD-E
ZPM_TANKLINERTYPE | domTankLinerType | Cement | CEMENT
ZPM_VALVETYPE | domValveType | Reflux | REFLUX
ZPM_VALVETYPE | domValveType | Butterfly | BUTTERFLY
ZPM_VALVETYPE | domValveType | Control | CONTROL
ZPM_VALVETYPE | domValveType | Air | AIR
ZPM_VALVETYPE | domValveType | Penstock | PENSTOCK
ZPM_VALVETYPE | domValveType | Check-Floating Ball | CHECK-FLOATING BALL
ZPM_VALVETYPE | domValveType | Ball | BALL
ZPM_VALVETYPE | domValveType | Diaphragm | DIAPHRAGM
ZPM_VALVETYPE | domValveType | Damper | DAMPER
ZPM_VALVETYPE | domValveType | Gate | GATE
ZPM_VALVETYPE | domValveType | Gate-Knife | GATE-KNIFE
ZPM_VALVETYPE | domValveType | Gate-Resilient Seated | GATE-RESILIENT SEATED
ZPM_VALVETYPE | domValveType | Globe | GLOBE
ZPM_VALVETYPE | domValveType | Needle | NEEDLE
ZPM_VALVETYPE | domValveType | Pinch | PINCH
ZPM_VALVETYPE | domValveType | Piston | PISTON
ZPM_VALVETYPE | domValveType | Plug | PLUG
ZPM_VALVETYPE | domValveType | Spool | SPOOL
ZPM_VALVETYPE | domValveType | Thermal Expansion | THERMAL EXPANSION
ZPM_VALVETYPE | domValveType | Pressure Reducing | PRESSURE REDUCING
ZPM_VALVETYPE | domValveType | Pressure Relief | PRESSURE RELIEF
ZPM_VALVETYPE | domValveType | Pressure Sustaining | PRESSURE SUSTAINING
ZPM_VALVETYPE | domValveType | Check-Swing Check | CHECK-SWING CHECK
ZPM_VALVETYPE | domValveType | Check-Rubber Duck Bill | CHECK-RUBBER DUCK BILL
ZPM_DAMPING | domDamping | Counter weight | COUNTER WEIGHT
ZPM_DAMPING | domDamping | Oil | OIL
ZPM_DAMPING | domDamping | Spring | SPRING
ZPM_CONNECTIONMETHOD | domConnectionMethod | Flanged | FLANGED
ZPM_CONNECTIONMETHOD | domConnectionMethod | Screwed | SCREWED
ZPM_CONNECTIONMETHOD | domConnectionMethod | Welded | WELDED
ZPM_ACTUATED | domActuated | Yes | YES
ZPM_ACTUATED | domActuated | No | NO
ZPM_SPINDLECONNECTION | domSpindleConnection | Yes | YES
ZPM_SPINDLECONNECTION | domSpindleConnection | No | NO
ZPM_SPINDLECONNECTIONTYPE | domSpindleConnectionType | Spindle Cap | SPINDLE CAP
ZPM_SPINDLECONNECTIONTYPE | domSpindleConnectionType | Hand Wheel | HAND WHEEL
ZPM_AIRCOND | domAirCond | Yes | YES
ZPM_AIRCOND | domAirCond | No | NO
BLDPSTNTYPE | domBuildingType | Pumphouse | PUMPHOUSE
BLDPSTNTYPE | domBuildingType | Kiosk/Cabinet | KIOSK
BLDPSTNTYPE | domBuildingType | Building | BUILDING
BLDPSTNTYPE | domBuildingType | Residential House | RESIDENTIAL
BLDPSTNTYPE | domBuildingType | Garage | GARAGE
BLDPSTNTYPE | domBuildingType | Shed | SHED
BLDPSTNDRYWELL | domBldStnDryWell | No | NO
BLDPSTNDRYWELL | domBldStnDryWell | Yes | YES
CONSTRUCTION | domBuidlingConstructionMaterial | Block | BLOCK
CONSTRUCTION | domBuidlingConstructionMaterial | Brick | BRICK
CONSTRUCTION | domBuidlingConstructionMaterial | Concrete | CONCRETE
CONSTRUCTION | domBuidlingConstructionMaterial | Concrete Block | CONCRETE BLOCK
CONSTRUCTION | domBuidlingConstructionMaterial | Concrete Tilt Slap | CONCRETE TILT SLAP
CONSTRUCTION | domBuidlingConstructionMaterial | Fibreglass | FIBREGLASS
CONSTRUCTION | domBuidlingConstructionMaterial | PVC | PVC
CONSTRUCTION | domBuidlingConstructionMaterial | Sheet Metal | SHEET METAL
CONSTRUCTION | domBuidlingConstructionMaterial | Steel | STEEL
CONSTRUCTION | domBuidlingConstructionMaterial | Sheet Steel | STEEL-SHEET
CONSTRUCTION | domBuidlingConstructionMaterial | Wood | WOOD
CONSTRUCTION | domBuidlingConstructionMaterial | Wood & Fibreglass | WOOD FIBREGLASS
CONSTRUCTION | domBuidlingConstructionMaterial | Unknown | UNKNOWN
CONSTRUCTION | domBuidlingConstructionMaterial | Stone | STONE
CONSTRUCTION | domBuidlingConstructionMaterial | Stone / Wood | STONE / WOOD
TOILET | domToilet | Yes | YES
TOILET | domToilet | No | NO
ZPM_OPERATIONMETHOD | domOperationMethod | Manual | MANUAL
ZPM_OPERATIONMETHOD | domOperationMethod | Actuated | ACTUATED
| domFoundationType | Piled | PILED
| domFoundationType | Slab on ground | SLAB ON GROUND
| domFoundationType | Strip Footings | STRIP FOOTINGS
| domFoundationType | Concrete raft | CONCRETE RAFT
| domStructureTreatmentType | Fire Proofing | FIRE PROOFING
| domStructureTreatmentType | Aesthetic | AESTHETIC
| domStructureTreatmentType | Water Proofing | WATER PROOFING
| domDecomReason | 3rd Party Damage | 9100
| domDecomReason | Accumulation of Residues (State Residue | 9101
| domDecomReason | Age-Based Replacement | 9102
| domDecomReason | Airlock | 9103
| domDecomReason | Authorised Removal | 9104
| domDecomReason | Bearing Failure | 9105
| domDecomReason | Bending | 9106
| domDecomReason | Blocked Filter | 9107
| domDecomReason | Charger Fault | 9108
| domDecomReason | Cold - Frost (Environmental Factor) | 9109
| domDecomReason | Compaction | 9110
| domDecomReason | Corrosion (State type of corrosion) | 9111
| domDecomReason | Council Contractor Damage | 9112
| domDecomReason | Design Failure | 9113
| domDecomReason | Disease | 9114
| domDecomReason | Electrical Power Surge | 9115
| domDecomReason | Fair Wear and Tear | 9116
| domDecomReason | Fire | 9117
| domDecomReason | Fungus | 9118
| domDecomReason | Graffiti | 9119
| domDecomReason | Heater Element Failure | 9120
| domDecomReason | High Water Demand | 9121
| domDecomReason | Illegal Dumping | 9122
| domDecomReason | Lack of Coolant (State Coolant Type) | 9123
| domDecomReason | Lack of Lubricant (State Lubricant type) | 9124
| domDecomReason | Lack of Maintenance | 9125
| domDecomReason | Material Degraded | 9126
| domDecomReason | Not Collected | 9127
| domDecomReason | Obsolecence (Insuffiecient Capacity) | 9128
| domDecomReason | Obsolecence (Outdated Technology) | 9129
| domDecomReason | Operator Error | 9130
| domDecomReason | Out of Calibration | 9131
| domDecomReason | Outside Required Tolerances | 9132
| domDecomReason | Over Speed | 9133
| domDecomReason | Overload / Beyond Capacity | 9134
| domDecomReason | Parts Failure | 9135
| domDecomReason | Poisoning | 9136
| domDecomReason | Pollution | 9137
| domDecomReason | Poor Tenant Maintenance | 9138
| domDecomReason | Power Company Ripple Control | 9139
| domDecomReason | Rock Fall | 9140
| domDecomReason | Run Dry | 9141
| domDecomReason | Seal / Gland Failure | 9142
| domDecomReason | Settlement | 9143
| domDecomReason | Structural Collapse | 9144
| domDecomReason | Structural failure Branches | 9145
| domDecomReason | Structural failure Main Stem | 9146
| domDecomReason | Structural failure Roots | 9147
| domDecomReason | Subsidence | 9148
| domDecomReason | Tenant Abuse | 9149
| domDecomReason | Theft | 9150
| domDecomReason | Thermostat Failure | 9151
| domDecomReason | Tree Roots | 9152
| domDecomReason | Unauthorised Removal | 9153
| domDecomReason | Unnatural Wear and Tear | 9154
| domDecomReason | Vandalism | 9155
| domDecomReason | Ventilation Failure | 9156
| domDecomReason | Vibration | 9157
| domDecomReason | Environmental Location | 9158
| domDecomReason | Extreme Weather Conditions | 9159
| domDecomReason | Earthquake (Displacement) | 9160
| domDecomReason | Earthquake (Cracking) | 9161
| domDecomReason | Earthquake (Liquifaction) | 9162
| domDecomReason | Earthquake (Lateral Spread) | 9163
| domDecomReason | Under Runner | 9164
| domDecomReason | Burst Pipe | 9165
| domDecomReason | Short Circuit | 9166
| domDecomReason | Fuse Failure / Circuit Breaker Tripped | 9167
| domDecomReason | Incorrect Control Settings | 9168
| domDecomReason | Wiring / Cabling Network Circuitry Condu | 9169
| domDecomReason | Power Supply cut off | 9170
| domDecomReason | Water Supply cut off | 9171
| domDecomReason | Gas Supply cut off | 9172
| domDecomReason | Fuel Supply cut off | 9173
| domDecomReason | Tank Empty | 9174
| domDecomReason | Switched Off | 9175
| domDecomReason | HWC Tempering Valve | 9176
| domDecomReason | Over Amps | 9177
| domDecomReason | Under Amps | 9178
| domDecomReason | Foreign body inhibiting flow (State mate | 9180
| domDecomReason | Discolouration | 9181
| domDecomReason | Odour Detected | 9182
| domDecomReason | Contaminent Detected | 9183
| domDecomReason | Encrustation | 9184
| domDecomReason | Pest Other | 9185
| domDecomReason | Birds | 9186
| domDecomReason | Vermin | 9187
| domDecomReason | Wasps & Bees | 9188
| domDecomReason | Mosquitoes & Midges | 9189
| domDecomReason | Missed on Maintenance Schedule | 9190
| domDecomReason | LP Installation Fault | 9191
| domDecomReason | LP Pump Running Dry | 9192
| domDecomReason | LP Pump Blocked | 9193
| domDecomReason | LP Tank Overflow | 9194
| domDecomReason | LP Tank Flooded | 9195
| domDecomReason | LP Pump Discharge Blocked | 9196
| domDecomReason | LP Pump Level Control Blocked | 9197
| domDecomReason | LP Electrical Fault Control Panel | 9198
| domDecomReason | LP Electrical No Power to Control Panel | 9199
| domDecomReason | Leaves | 9200
| domDecomReason | Insufficient material present | 9201
| domActionTaken | Abandoned | ABANDONED
| domActionTaken | Removed | REMOVED
AQUIFER | domAcuiferNumber | 1 | 1
AQUIFER | domAcuiferNumber | 2 | 2
AQUIFER | domAcuiferNumber | 3 | 3
AQUIFER | domAcuiferNumber | 4 | 4
AQUIFER | domAcuiferNumber | 5 | 5
ZPM_ARTESIAN | domArtesianwell | Yes | YES
ZPM_ARTESIAN | domArtesianwell | No | NO
ZPM_ARTESIAN | domArtesianwell | Not Available | NOT-AVL
ZPM_ARTESIAN | domArtesianwell | Not Applicable | NOT-APP
ZPM_SCREENMATERIAL | domScreenMaterial | Mild Steel | MILD STEEL
ZPM_SCREENMATERIAL | domScreenMaterial | Pvc | PVC
ZPM_SCREENMATERIAL | domScreenMaterial | Stainless Steel | STAINLESS STEEL
ZPM_SCREENMATERIAL | domScreenMaterial | Unknown | UNKNOWN
ZPM_SCREENMATERIAL | domScreenMaterial | Steel | STEEL
ZPM_SCREENMATERIAL | domScreenMaterial | Not-App | NOT-APP
ZPM_SCREENMATERIAL | domScreenMaterial | Not-Avl | NOT-AVL
ZPM_CASINGMATERIAL | domCasingMaterial | Welded Line Pipe | WELDED LINE PIPE
ZPM_CASINGMATERIAL | domCasingMaterial | Epxy Coatd Fbrgls Rnfrcd Plstc | EPXY COATD FBRGLS RNFRCD PLSTC
ZPM_CASINGMATERIAL | domCasingMaterial | Unknown | UNKNOWN
ZPM_CASINGMATERIAL | domCasingMaterial | Steel | STEEL
ZPM_CASINGMATERIAL | domCasingMaterial | Steel-Epoxy | STEEL-EPOXY
ZPM_CASINGMATERIAL | domCasingMaterial | Steel-Mild | STEEL-MILD
ZPM_CASINGMATERIAL | domCasingMaterial | Stainless Steel | STAINLESS STEEL
ZPM_CASINGMATERIAL | domCasingMaterial | Not-App | NOT-APP
ZPM_CASINGMATERIAL | domCasingMaterial | Not-Avl | NOT-AVL
ZPM_SAMPLINGPOINT | domSamplingPoint | Yes | YES
ZPM_SAMPLINGPOINT | domSamplingPoint | No | NO
ZPM_SAMPLINGPOINT | domSamplingPoint | Not Available | NOT-AVL
ZPM_SAMPLINGPOINT | domSamplingPoint | Not Applicable | NOT-APP
ZPM_WELLHEAD | domWellHeadPosition | Above | ABOVE
ZPM_WELLHEAD | domWellHeadPosition | Below | BELOW
ZPM_WELLHEAD | domWellHeadPosition | Not Applicable | NOT-APP
ZPM_WELLHEAD | domWellHeadPosition | Not Available | NOT-AVL
ZPM_SECURITYCAGE | domSecurityCage | Yes | YES
ZPM_SECURITYCAGE | domSecurityCage | No | NO
ZPM_SECURITYCAGE | domSecurityCage | Not Applicable | NOT-APP
ZPM_SECURITYCAGE | domSecurityCage | Not Available | NOT-AVL
ZPM_LOCKABLECHAMBER | domLockableChamber | Yes | YES
ZPM_LOCKABLECHAMBER | domLockableChamber | No | NO
ZPM_LOCKABLECHAMBER | domLockableChamber | Not Applicable | NOT-APP
ZPM_LOCKABLECHAMBER | domLockableChamber | Not Available | NOT-AVL
ZPM_CHAMBERTOPALARM | domChamberTopAlarm | Yes | YES
ZPM_CHAMBERTOPALARM | domChamberTopAlarm | No | NO
ZPM_CHAMBERTOPALARM | domChamberTopAlarm | Not Applicable | NOT-APP
ZPM_CHAMBERTOPALARM | domChamberTopAlarm | Not Available | NOT-AVL
ZPM_CHAMBERTOPMATERIAL | domChamberTopMaterial | Aluminium | ALUMINIUM
ZPM_CHAMBERTOPMATERIAL | domChamberTopMaterial | Cast Iron | CAST IRON
ZPM_CHAMBERTOPMATERIAL | domChamberTopMaterial | Not-App | NOT-APP
ZPM_CHAMBERTOPMATERIAL | domChamberTopMaterial | Not-Avl | NOT-AVL
ZPM_PRESSUREZONE | domPressureZone | Birdlings Flat | BIRDLINGS FLAT
ZPM_PRESSUREZONE | domPressureZone | Brooklands/Kainga | BROOKLANDS_KAINGA
ZPM_PRESSUREZONE | domPressureZone | Central | CENTRAL
ZPM_PRESSUREZONE | domPressureZone | Little River | LITTLE RIVER
ZPM_PRESSUREZONE | domPressureZone | Lyttelton | LYTTELTON
ZPM_PRESSUREZONE | domPressureZone | Northwest | NORTHWEST
ZPM_PRESSUREZONE | domPressureZone | Parklands | PARKLANDS
ZPM_PRESSUREZONE | domPressureZone | Riccarton | RICCARTON
ZPM_PRESSUREZONE | domPressureZone | Rocky Point | ROCKY POINT
ZPM_PRESSUREZONE | domPressureZone | Wainui | WAINUI
ZPM_PRESSUREZONE | domPressureZone | West | WEST
ZPM_PRESSUREZONE | domPressureZone | Akaroa | AKAROA
ZPM_PRESSUREZONE | domPressureZone | Not-App | NOT-APP
ZPM_PRESSUREZONE | domPressureZone | Not-Avl | NOT-AVL
ZPM_PUMPTYPE | domPumpTypewell | Submersible | SUBMERSIBLE
ZPM_PUMPTYPE | domPumpTypewell | Surface | SURFACE
ZPM_PUMPTYPE | domPumpTypewell | Does Not Exist | DOES NOT EXIST
ZPM_PUMPTYPE | domPumpTypewell | Not-App | NOT-APP
ZPM_PUMPTYPE | domPumpTypewell | Not-Avl | NOT-AVL
ZPM_DELIVERYTO | domDeliveryTo | Suction Tank | SUCTION TANK
ZPM_DELIVERYTO | domDeliveryTo | Reticulation | RETICULATION
ZPM_DELIVERYTO | domDeliveryTo | Reservoir | RESERVOIR
ZPM_DELIVERYTO | domDeliveryTo | Pumps | PUMPS
ZPM_DELIVERYTO | domDeliveryTo | Not-App | NOT-APP
ZPM_DELIVERYTO | domDeliveryTo | Not-Avl | NOT-AVL
ZPM_WELLPURPOSE | domWellPurpose | Public - Potable Water | PUBLIC - POTABLE WATER
ZPM_WELLPURPOSE | domWellPurpose | Non Public - Waste Water Servi | NON PUBLIC - WASTE WATER
ZPM_WELLPURPOSE | domWellPurpose | Non Public - Plant Processes | NON PUBLIC - PLANT PROCESS
ZPM_WELLPURPOSE | domWellPurpose | Non Public - Irrigation | NON PUBLIC - IRRIGATION
ZPM_WELLPURPOSE | domWellPurpose | Not Applicable | NOT-APP
ZPM_WELLPURPOSE | domWellPurpose | Not Available | NOT-AVL
Note on C555: Mayank: services full word not in SAP due to char limitiation.
Note on D555: Mayank: services full word not in SAP due to char limitiation.

## Sheet1 (hidden)
|  | Equipment Sub Type | Attributes
I01 | Actuator | Actuator Type | kW Rating | Voltage (V) | Current Type | Torque Rating in Nm | Leave Blank | Leave Blank | Leave Blank | Leave Blank | Leave Blank | Leave Blank | Leave Blank | Leave Blank | Leave Blank | Leave Blank | Leave Blank
I02 | Air Conditioner | Air Conditioner Type | kW Rating | Cooling Capacity in kW | Leave Blank | Leave Blank | Leave Blank | Leave Blank | Leave Blank | Leave Blank | Leave Blank | Leave Blank | Leave Blank | Leave Blank | Leave Blank | Leave Blank | Leave Blank
I03 | Stations Backflow Preventer | Backflow Type | Backflow Internal Diameter in millimetres (mm). | IQP Number | Tester Name | Building Consent Number | Operating Pressure in kPa | Constuction material | Leave Blank | Leave Blank | Leave Blank | Leave Blank | Leave Blank | Leave Blank | Leave Blank | Leave Blank | Leave Blank
I04 | Stations Building | Building type | Ground Feature Type | Dry Well Present (Yes/No) | Construction | Floor RL in meters (m). | Floor Area in meters square. (m2) | Toilet Present (Yes/No) | Air conditioned (Yes/No) | Leave Blank | Leave Blank | Leave Blank | Leave Blank | Leave Blank | Leave Blank | Leave Blank | Leave Blank
I05 | Bus Duct | Leave Blank | Leave Blank | Leave Blank | Leave Blank | Leave Blank | Leave Blank | Leave Blank | Leave Blank | Leave Blank | Leave Blank | Leave Blank | Leave Blank | Leave Blank | Leave Blank | Leave Blank | Leave Blank
I06 | Cable | Leave Blank | Cable Purpose | Cable length in meters (m). | Spec Sheet | Leave Blank | Leave Blank | Leave Blank | Leave Blank | Leave Blank | Leave Blank | Leave Blank | Leave Blank | Leave Blank | Leave Blank | Leave Blank | Leave Blank
I07 | Compressor | Leave Blank | kW Rating | Leave Blank | Leave Blank | Leave Blank | Leave Blank | Leave Blank | Leave Blank | Leave Blank | Leave Blank | Leave Blank | Leave Blank | Leave Blank | Leave Blank | Leave Blank | Leave Blank
I08 | Computer | Computer Type | Leave Blank | Leave Blank | Leave Blank | Leave Blank | Leave Blank | Leave Blank | Leave Blank | Leave Blank | Leave Blank | Leave Blank | Leave Blank | Leave Blank | Leave Blank | Leave Blank | Leave Blank
I09 | Stations Cooler | Leave Blank | Leave Blank | Leave Blank | Leave Blank | Leave Blank | Leave Blank | Leave Blank | Leave Blank | Leave Blank | Leave Blank | Leave Blank | Leave Blank | Leave Blank | Leave Blank | Leave Blank | Leave Blank
I10 | Crane | Crane Type | Lifting Capacity (unit less) | Capacity Unit of Measure | Crane control mechanism | Inspection Number | Gantry Capacity in Kgs. | Leave Blank | Leave Blank | Leave Blank | Leave Blank | Leave Blank | Leave Blank | Leave Blank | Leave Blank | Leave Blank | Leave Blank
I11 | Diffuser | Diffuser Type | Diffuser Capacity in cubic meters per hour (m3/h) | Flow Rate in cubic meters per hour (m3/h) | Operating pressure in kPa | Total Diffusers | Leave Blank | Leave Blank | Leave Blank | Leave Blank | Leave Blank | Leave Blank | Leave Blank | Leave Blank | Leave Blank | Leave Blank | Leave Blank
I12 | Electrical System | Electric System Type | Construction Material | Main Switch Amps in Ampere (A). | Incoming Rate Current in Ampere (A). | Height in millimetres (mm). | Length in millimetres (mm). | Depth data in millimetres (mm). | External Coating Type Finish | Thickness in millimetres (mm). | Ingress Protection | Form of Separation | Type Tested (Yes, No, Partial) | Fault Rating in kA | Length of power cables from transformer to cabinet in meters (m). | Length of power cables from cabinet to pumps in meters (m). | Spec Sheet - File name of data sheet.
I13 | Engine | Leave Blank | Fuel Type | Fuel Consumption in liters per hour | Resource Consent Number | Resource Consent Expiry Date | KW Rating | RPM | Output Drive | Number of Belts | Pulley Diameter in millimetres (mm). | Leave Blank | Leave Blank | Leave Blank | Leave Blank | Leave Blank | Leave Blank
I14 | Exchanger | Exchanger Type | Operating Pressure in kPa | Operating Fluid | Exchanger Capacity in KW | Leave Blank | Leave Blank | Leave Blank | Leave Blank | Leave Blank | Leave Blank | Leave Blank | Leave Blank | Leave Blank | Leave Blank | Leave Blank | Leave Blank
I15 | Fan | Fan Type | RPM | Pulley Diameter in millimetres (mm). | Operating Pressure in kPa | Leave Blank | Leave Blank | Leave Blank | Leave Blank | Leave Blank | Leave Blank | Leave Blank | Leave Blank | Leave Blank | Leave Blank | Leave Blank | Leave Blank
I16 | Fan Set | Fan Type | RPM | Pulley Diameter in millimetres (mm). | Full Load Current in Amperes | KW Rating | Voltage (Volts, V) | Current Type | Operating Pressure in kPa | Leave Blank | Leave Blank | Leave Blank | Leave Blank | Leave Blank | Leave Blank | Leave Blank | Leave Blank
I17 | Filter Unit | Leave Blank | Filter Purpose | Filter Media | Fluid Filtered | Operating Pressure in kPa | Leave Blank | Leave Blank | Leave Blank | Leave Blank | Leave Blank | Leave Blank | Leave Blank | Leave Blank | Leave Blank | Leave Blank | Leave Blank
I18 | Filtration Structure | Filter Bed Type | Filter Purpose | Filter Media | Area of filter in square meters (m2). | Bed Depth in meters (m). | Carbon Quantity in Kgs. | Multi Odour Quantity in Kgs. | Operating Pressure in kPa | Leave Blank | Leave Blank | Leave Blank | Leave Blank | Leave Blank | Leave Blank | Leave Blank | Leave Blank
I19 | Generator Unit | Leave Blank | KW Rating | KVA Rating | Full Load Current | Voltage (Volts, V) | Current Type | Synchronised | Leave Blank | Leave Blank | Leave Blank | Leave Blank | Leave Blank | Leave Blank | Leave Blank | Leave Blank | Leave Blank
I20 | Harmonic Filter | Leave Blank | Voltage (Volts, V) | Current Type | Max Current in Ampere (A). | Ingress Protection | Leave Blank | Leave Blank | Leave Blank | Leave Blank | Leave Blank | Leave Blank | Leave Blank | Leave Blank | Leave Blank | Leave Blank | Leave Blank
I21 | HMI | Leave Blank | Leave Blank | Leave Blank | Leave Blank | Leave Blank | Leave Blank | Leave Blank | Leave Blank | Leave Blank | Leave Blank | Leave Blank | Leave Blank | Leave Blank | Leave Blank | Leave Blank | Leave Blank
I22 | Instrument | Leave Blank | Measurement Type | Unit of Measure | Leave Blank | Leave Blank | Leave Blank | Leave Blank | Leave Blank | Leave Blank | Leave Blank | Leave Blank | Leave Blank | Leave Blank | Leave Blank | Leave Blank | Leave Blank
I23 | Motor | Leave Blank | Motor Poles | RPM | Pulley Diameter in millimetres (mm). | Full Load Current in Ampere (A) | KW Rating | KVA Rating | Phase | Voltage (Volts, V) | Current Type | V Belts | Ingress Protection | Slip Ring (Yes/No) | Leave Blank | Leave Blank | Leave Blank
I24 | Network Equipment | Network EquipmentType | Ingress Protection | Leave Blank | Leave Blank | Leave Blank | Leave Blank | Leave Blank | Leave Blank | Leave Blank | Leave Blank | Leave Blank | Leave Blank | Leave Blank | Leave Blank | Leave Blank | Leave Blank
I25 | Penstock | Leave Blank | Width in millimetres (mm). | Height in millimetres (mm). | Diameter in millimetres (mm). | Frame Material | Penstock Material | Rated head in meters (m). | Spindle Type | Leave Blank | Leave Blank | Leave Blank | Leave Blank | Leave Blank | Leave Blank | Leave Blank | Leave Blank
I26 | Pipework | Leave Blank | Diameter in millimetres (mm). | Length in meters (m). | Pipe Material | Fluid conveyed | Leave Blank | Leave Blank | Leave Blank | Leave Blank | Leave Blank | Leave Blank | Leave Blank | Leave Blank | Leave Blank | Leave Blank | Leave Blank
I27 | Pump Unit | Pump Type | Pump Service | Pump Purpose | Design Flow Rate in cubic meters per house (m3/h) | Design Pressure Rating (Pressure Head in meters) | Maximum lift in meters | Impeller Diameter in millimetres (mm). | Impeller Model Number | Screw Diameter in millimetres (mm). | Screw Length in millimetres (mm). | Integrated Driver | Driver Type | Full Load Current in Ampere (A). | KW rating | KVA Rating | Phase | Voltage (Volts, V) | Current Type | RPM | Pulley Diameter in millimetres (mm). | Rising Column Length in meters (m). | Discharged Diameter in millimetres (mm). | Flange Connection Type | Immersed Pump | Pump Construction Material | Impeller Construction Material | Recommended Operating Pressure - Best Efficiency Point in kPa. | Maximum Vacuum
I28 | Pump Set | Pump Type | Pump Service | Pump Purpose | Design Flow Rate in cubic meters per house (m3/h) | Design Pressure Rating (Pressure Head in meters) | Maximum lift in meters | Impeller Diameter in millimetres (mm). | Impeller Model Number | Screw Diameter in millimetres (mm). | Screw Length in millimetres (mm). | Integrated Driver | Driver Type | Full Load Current in Ampere (A). | KW rating | KVA Rating | Phase | Voltage (Volts, V) | Current Type | RPM | Pulley Diameter in millimetres (mm). | Rising Column Length in meters (m). | Discharged Diameter in millimetres (mm). | Flange Connection Type | Immersed Pump | Pump Construction Material | Impeller Construction Material | Recommended Operating Pressure - Best Efficiency Point in kPa. | Maximum Vacuum
I29 | RTU PLC | Leave Blank | Voltage (Volts, V) | Current Type | Ingress Protection | Leave Blank | Leave Blank | Leave Blank | Leave Blank | Leave Blank | Leave Blank | Leave Blank | Leave Blank | Leave Blank | Leave Blank | Leave Blank | Leave Blank
I30 | Security System | Leave Blank | Leave Blank | Leave Blank | Leave Blank | Leave Blank | Leave Blank | Leave Blank | Leave Blank | Leave Blank | Leave Blank | Leave Blank | Leave Blank | Leave Blank | Leave Blank | Leave Blank | Leave Blank
I31 | Radio | Leave Blank | Radio Frequency | Voltage (Volts, V) | Current Type | Radio Supplier | Antena Type | Leave Blank | Leave Blank | Leave Blank | Leave Blank | Leave Blank | Leave Blank | Leave Blank | Leave Blank | Leave Blank | Leave Blank
I32 | Software | Software Type | Software reference model | Software Version | Software Licence Number | Software Package Supplier | Primary purpose | Leave Blank | Leave Blank | Leave Blank | Leave Blank | Leave Blank | Leave Blank | Leave Blank | Leave Blank | Leave Blank | Leave Blank
I33 | Starter | Starter Type (Starting Method) | Max Current | KW Rating | Ingress Protection | Leave Blank | Leave Blank | Leave Blank | Leave Blank | Leave Blank | Leave Blank | Leave Blank | Leave Blank | Leave Blank | Leave Blank | Leave Blank | Leave Blank
I34 | Tank | Tank Type (Tank use) | Tank Contents | Construction Material | Bund around tank (Yes/No) | Capacity in litres (L). | Pressure Vessels License Number | Relocatable (Yes/No) | Construction Style | Benchmark in meters (m). | Floor RL in meters (m). | Resource Consent Number | Resource Consent Expiry Date | Dangerous Goods License | Ground Feature Type | Operating Pressure in kPa | Volume in cubic meters (m3) | Wall Thickness in millimetres (mm). | Double Skinned Tank (Yes/No) | Tank Liner (Yes/No) | Tank Liner Type | Tank Liner Thickness in millimetres (mm).
I35 | Transformer | Leave Blank | KVA Rating | Impedance | Cooling Type | Primary Volts | Secondary Volts | Secondary Volts | Leave Blank | Leave Blank | Leave Blank | Leave Blank | Leave Blank | Leave Blank | Leave Blank | Leave Blank | Leave Blank
I36 | UPS | Leave Blank | KVA Rating | Voltage (Volts, V) | Current Type | Max Current | Ingress Protection | Leave Blank | Leave Blank | Leave Blank | Leave Blank | Leave Blank | Leave Blank | Leave Blank | Leave Blank | Leave Blank | Leave Blank
I37 | Valve | Valve Type | Damping - Type of damping | Connection Method - Type of connection method | Flange Connection Type | Actuated - Yes/No | Nominal Size of the valve | Spindle Connection - Yes/No | Spindle Connection Type | Data Sheet - File name | Leave Blank | Leave Blank | Leave Blank | Leave Blank | Leave Blank | Leave Blank | Leave Blank
I38 | Stations Valve Chamber | Valve Chamber | Leave Blank | Leave Blank | Leave Blank | Leave Blank | Leave Blank | Leave Blank | Leave Blank | Leave Blank | Leave Blank | Leave Blank | Leave Blank | Leave Blank | Leave Blank | Leave Blank | Leave Blank
I39 | Pump Valve Chamber | Pump Chamber | Leave Blank | Leave Blank | Leave Blank | Leave Blank | Leave Blank | Leave Blank | Leave Blank | Leave Blank | Leave Blank | Leave Blank | Leave Blank | Leave Blank | Leave Blank | Leave Blank | Leave Blank

## DECOM NonGeoSpatial Assets
SAP ID | Date of Decommission | Reason for Decommission | Action Taken | Project Decommissioned under
Enter Asset SAP ID | Enter date in dd/mm/yyyy | Reason for Decommission | Action Taken | Project Decommisoned under | copy and paste this row below to enter data
Data entry below
Note on A1: Mayank: GIS Domain & ID, e.g. WwManhole 3453

## DECOM GeoSpatial Assets
CCC GIS Domain | CCC GIS ID | Date of Decommission | Reason for Decommission | Action Taken | Project Decommissioned under
Enter Asset GIS ID | Enter Asset GIS Domain | Enter date in dd/mm/yyyy | Reason for Decommission | Action Taken | Project Decommisoned under | copy and paste this row below to enter data
Data entry below
Note on A1: Mayank: GIS Domain e.g. WwManhole
Note on B1: Mayank: GIS ID, e.g. 3453
Note on D1: Mayank: Select from pick list
Note on E1: Mayank: Select from Pick list

## SCIRT originalPickLists (hidden)
List Name | Value | Description | SAT Version
domSCIRTAccessConstruction | Brick | Brick | 2.06
domSCIRTAccessConstruction | Concrete | Concrete
domSCIRTAccessConstruction | Fibreglass | Fibreglass
domSCIRTAccessConstruction | Metal | Metal
domSCIRTAccessConstruction | Plastic | Plastic
domSCIRTAccessConstruction | Reinforced Concrete | Reinforced Concrete
domSCIRTAccessSecurity | Sealed Concrete Slab | Sealed Concrete Slab
domSCIRTAccessSecurity | Secure Key | Secure Key
domSCIRTAccessSecurity | Secure Padlock | Secure Padlock
domSCIRTAccessSecurity | Unsecured | Unsecured
domSCIRTAccessSecurity | Welded Closed | Welded Closed
domSCIRTAccessTreatmentType | Fibreglass Lining | Fibreglass Lining
domSCIRTAccessTreatmentType | Coating | Paint on Coating
domSCIRTAccessTreatmentType | PE Lining | PE Lining
domSCIRTDiffersFromDesign | No | No
domSCIRTDiffersFromDesign | Yes | Yes
domSCIRTEndCapType | End Cap | End Cap
domSCIRTEndCapType | Plugged | Plugged
domSCIRTEnergySource | Diesel | Diesel
domSCIRTEnergySource | Electricity | Electricity
domSCIRTEnergySource | None | None
domSCIRTEnergySource | Petrol | Petrol
domSCIRTEyeType | Kerb Outlet | Kerb Outlet
domSCIRTEyeType | Manhole Discharge | Manhole Discharge
domSCIRTEyeType | Ramped Riser | Ramped Riser
domSCIRTEyeType | Side Y | Side Y
domSCIRTEyeType | Tee | Tee
domSCIRTEyeType | Vacuum Lift | Vacuum Lift
domSCIRTEyeType | Vacuum Riser | Vacuum Riser
domSCIRTEyeType | Vertical | Vertical
domSCIRTFrequency | automatic | automatic
domSCIRTFrequency | daily | daily
domSCIRTFrequency | monthly | monthly
domSCIRTFrequency | weekly | weekly
domSCIRTInstallationCompany | City Care | City Care
domSCIRTInstallationCompany | Downer | Downer
domSCIRTInstallationCompany | Fletcher | Fletcher
domSCIRTInstallationCompany | Fulton Hogan | Fulton Hogan
domSCIRTInstallationCompany | MacDow | MacDow
domSCIRTInstallationCompany | MacDow Fletcher | MacDow Fletcher
domSCIRTInstallationCompany | Pre-existing | Pre-existing
domSCIRTJunctionType | Bend | Bend
domSCIRTJunctionType | Cross | Cross
domSCIRTJunctionType | Gibault Joint | Gibault Joint
domSCIRTJunctionType | Loose Collar | Loose Collar
domSCIRTJunctionType | Reducer | Reducer
domSCIRTJunctionType | Tee | Tee
domSCIRTJunctionType | Vacuum Riser | Vacuum Riser
domSCIRTJunctionType | Y | Y
domSCIRTLidStyle | Open | Open
domSCIRTLidStyle | Solid | Solid
domSCIRTLidStyle | Standard grated | Standard grated
domSCIRTLidStyle | Wavy grated | Wavy grated
domSCIRTLidType | Circular | Circular
domSCIRTLidType | Double | Double
domSCIRTLidType | Grated Circular | Grated Circular
domSCIRTLidType | Rectangular | Rectangular
domSCIRTLidType | Square | Square
domSCIRTLidType | Triangular | Triangular
domSCIRTLocationCertainty | Approximate XYZ | Approximate XYZ
domSCIRTLocationCertainty | Survey Accurate | Survey Accurate
domSCIRTLocationCertainty | Survey Accurate XY & Approximate Z | Survey Accurate XY & Approximate Z
domSCIRTLocationCertainty | Survey Accurate Z & Approximate XY | Survey Accurate Z & Approximate XY
domSCIRTManufacturer | A.R.I Flow Control Accessories | A.R.I Flow Control Accessories
domSCIRTManufacturer | AAP Industries Pty Limited | AAP Industries Pty Limited
domSCIRTManufacturer | Action Engineering Ltd | Action Engineering Ltd
domSCIRTManufacturer | Advanced Motor Control Ltd | Advanced Motor Control Ltd
domSCIRTManufacturer | Agru Kunststofftechnik GmbH | Agru Kunststofftechnik GmbH
domSCIRTManufacturer | American Pipe & Plastics Inc | American Pipe & Plastics Inc
domSCIRTManufacturer | Amex GmbH | Amex GmbH
domSCIRTManufacturer | AMV Manufacturing Pty Ltd | AMV Manufacturing Pty Ltd
domSCIRTManufacturer | Anzors | Anzors
domSCIRTManufacturer | ARMATEC Environmental Ltd | ARMATEC Environmental Ltd
domSCIRTManufacturer | Asmuss Plastic Systems Ltd | Asmuss Plastic Systems Ltd
domSCIRTManufacturer | AVFI Pty Ltd | AVFI Pty Ltd
domSCIRTManufacturer | AVK Australia Pty Ltd | AVK Australia Pty Ltd
domSCIRTManufacturer | Bilfinger Airvac Water Technologies Inc. | Bilfinger Airvac Water Technologies Inc.
domSCIRTManufacturer | Borouge NZ Ltd | Borouge NZ Ltd
domSCIRTManufacturer | Bremca Australia Pty Ltd | Bremca Australia Pty Ltd
domSCIRTManufacturer | Bundaberg Metal Industries | Bundaberg Metal Industries
domSCIRTManufacturer | City Care | City Care
domSCIRTManufacturer | Cromford Group Pty Ltd | Cromford Group Pty Ltd
domSCIRTManufacturer | Double-lin Valves Co Ltd | Double-lin Valves Co Ltd
domSCIRTManufacturer | Downer | Downer
domSCIRTManufacturer | Dynamic Fluid Control (Pty) Ltd | Dynamic Fluid Control (Pty) Ltd
domSCIRTManufacturer | EBAA Iron Inc | EBAA Iron Inc
domSCIRTManufacturer | EGE-Elektronik Spezial Sensoren GmbH | EGE-Elektronik Spezial Sensoren GmbH
domSCIRTManufacturer | Elster Group GmbH | Elster Group GmbH
domSCIRTManufacturer | EONE | EONE
domSCIRTManufacturer | Evak Pump Technology Corp | Evak Pump Technology Corp
domSCIRTManufacturer | Fletcher | Fletcher
domSCIRTManufacturer | Flomatic | Flomatic
domSCIRTManufacturer | Flovac Systems | Flovac Systems
domSCIRTManufacturer | Flygt | Flygt
domSCIRTManufacturer | Frank PKS NZ Ltd | Frank PKS NZ Ltd
domSCIRTManufacturer | Franklin Valve L.P. | Franklin Valve L.P.
domSCIRTManufacturer | Friatec Aktiengesellschaft | Friatec Aktiengesellschaft
domSCIRTManufacturer | Fulton Hogan | Fulton Hogan
domSCIRTManufacturer | Fusion Group PLC | Fusion Group PLC
domSCIRTManufacturer | G and T Construction Ltd | G and T Construction Ltd
domSCIRTManufacturer | Georg Fischer Piping Systems | Georg Fischer Piping Systems
domSCIRTManufacturer | Gillies Metaltech Ltd | Gillies Metaltech Ltd
domSCIRTManufacturer | Glynwed Pipe Systems Ltd | Glynwed Pipe Systems Ltd
domSCIRTManufacturer | Goulds Water Technology | Goulds Water Technology
domSCIRTManufacturer | Grundfos Express Suite | Grundfos Express Suite
domSCIRTManufacturer | Hawle Armaturen GmbH | Hawle Armaturen GmbH
domSCIRTManufacturer | HMA Valveco | HMA Valveco
domSCIRTManufacturer | Humes Pipeline Systems | Humes Pipeline Systems
domSCIRTManufacturer | Hunter Industries | Hunter Industries
domSCIRTManufacturer | Hynds Pipe Systems Ltd | Hynds Pipe Systems Ltd
domSCIRTManufacturer | Insituform - Aegion Corporation | Insituform - Aegion Corporation
domSCIRTManufacturer | Interflow | Interflow
domSCIRTManufacturer | IPEX Inc. | IPEX Inc.
domSCIRTManufacturer | Iplex Pipelines Australia Pty Ltd | Iplex Pipelines Australia Pty Ltd
domSCIRTManufacturer | Iplex Pipelines NZ Ltd | Iplex Pipelines NZ Ltd
domSCIRTManufacturer | Karl Otto Braun GmbH & Co. KG | Karl Otto Braun GmbH & Co. KG
domSCIRTManufacturer | Kent Meters | Kent Meters
domSCIRTManufacturer | Keystone International Inc. | Keystone International Inc.
domSCIRTManufacturer | KITZ Corporation | KITZ Corporation
domSCIRTManufacturer | KROHNE Messtechnik GmbH | KROHNE Messtechnik GmbH
domSCIRTManufacturer | Mallet Industries Pty Ltd | Mallet Industries Pty Ltd
domSCIRTManufacturer | March Construction Ltd | March Construction Ltd
domSCIRTManufacturer | Marley New Zealand Ltd | Marley New Zealand Ltd
domSCIRTManufacturer | Maskell Productions Ltd | Maskell Productions Ltd
domSCIRTManufacturer | Maxwell | Maxwell
domSCIRTManufacturer | McBerns Pty Ltd | McBerns Pty Ltd
domSCIRTManufacturer | McConnell Dowell | McConnell Dowell
domSCIRTManufacturer | MEA Group | MEA Group
domSCIRTManufacturer | MICO Inc. | MICO Inc.
domSCIRTManufacturer | Micron Pipelines Pty Ltd | Micron Pipelines Pty Ltd
domSCIRTManufacturer | Naylor Drainage Limited NZ Ltd | Naylor Drainage Limited NZ Ltd
domSCIRTManufacturer | Nexus Flo | Nexus Flo
domSCIRTManufacturer | Ningbo Yongxiang Fluid Control International | Ningbo Yongxiang Fluid Control International
domSCIRTManufacturer | Northern Iron and Brass Foundary Pty Ltd | Northern Iron and Brass Foundary Pty Ltd
domSCIRTManufacturer | Nu Flow | Nu Flow
domSCIRTManufacturer | Nupigeco Spa | Nupigeco Spa
domSCIRTManufacturer | Pentair | Pentair
domSCIRTManufacturer | Perma-Liner Industries | Perma-Liner Industries
domSCIRTManufacturer | Philmac Pty Ltd | Philmac Pty Ltd
domSCIRTManufacturer | PipeWorks | PipeWorks
domSCIRTManufacturer | Plassim Fittings Ltd | Plassim Fittings Ltd
domSCIRTManufacturer | Plasson Ltd Israel | Plasson Ltd Israel
domSCIRTManufacturer | PPI Corporation Pty Limited | PPI Corporation Pty Limited
domSCIRTManufacturer | Pump & Valve Specialties Ltd | Pump & Valve Specialties Ltd
domSCIRTManufacturer | Rees Engineering Services Ltd | Rees Engineering Services Ltd
domSCIRTManufacturer | RX Plastics Ltd | RX Plastics Ltd
domSCIRTManufacturer | Saint-Gobain PAM UK Ltd | Saint-Gobain PAM UK Ltd
domSCIRTManufacturer | Saint-Gobain pipelines Co | Saint-Gobain pipelines Co
domSCIRTManufacturer | SEKISUI Rib Loc Australia Pty Ltd | SEKISUI Rib Loc Australia Pty Ltd
domSCIRTManufacturer | Sekisui SPR Americas LLC | Sekisui SPR Americas LLC
domSCIRTManufacturer | Sideliner | Sideliner
domSCIRTManufacturer | Sika (NZ) Ltd | Sika (NZ) Ltd
domSCIRTManufacturer | Smartstream Technology Pty Ltd | Smartstream Technology Pty Ltd
domSCIRTManufacturer | Solo Plastics | Solo Plastics
domSCIRTManufacturer | Steel Pipe NZ | Steel Pipe NZ
domSCIRTManufacturer | Steinhardt | Steinhardt
domSCIRTManufacturer | Strata Precision Plastics Ltd | Strata Precision Plastics Ltd
domSCIRTManufacturer | Superlit Boru Sanayi A.S. | Superlit Boru Sanayi A.S.
domSCIRTManufacturer | Supreme Aquaservice strl | Supreme Aquaservice strl
domSCIRTManufacturer | Talbot UK | Talbot UK
domSCIRTManufacturer | Texco Steel Ltd | Texco Steel Ltd
domSCIRTManufacturer | Tideflex Technologies | Tideflex Technologies
domSCIRTManufacturer | Trelleborg Pipe Seals | Trelleborg Pipe Seals
domSCIRTManufacturer | Tyco Water | Tyco Water
domSCIRTManufacturer | Tyco Water Plastic Pipeline Systems | Tyco Water Plastic Pipeline Systems
domSCIRTManufacturer | Tyco Water Pty Ltd - Currumbin | Tyco Water Pty Ltd - Currumbin
domSCIRTManufacturer | Val-Matic Valve & Manufacturing Corporation | Val-Matic Valve & Manufacturing Corporation
domSCIRTManufacturer | Valvosanitaria Bugatti S.p.A. | Valvosanitaria Bugatti S.p.A.
domSCIRTManufacturer | Vent-O-Mat | Vent-O-Mat
domSCIRTManufacturer | Viking Johnson | Viking Johnson
domSCIRTManufacturer | Vinidex Pty Ltd | Vinidex Pty Ltd
domSCIRTManufacturer | W.E. Rawson Ltd | W.E. Rawson Ltd
domSCIRTManufacturer | Wapro AB | Wapro AB
domSCIRTManufacturer | Waters & Farr | Waters & Farr
domSCIRTManufacturer | Weilong Valve Co Ltd | Weilong Valve Co Ltd
domSCIRTManufacturer | WILKINS a Zurn company | WILKINS a Zurn company
domSCIRTManufacturer | Xinxing Ductile Iron Pipes Co Ltd | Xinxing Ductile Iron Pipes Co Ltd
domSCIRTManufacturer | Xylem | Xylem
domSCIRTManufacturer | Yokogawa New Zealand Ltd | Yokogawa New Zealand Ltd
domSCIRTManufacturer | Zurn Industries | Zurn Industries
domSCIRTOldOrNewAsset | New | New
domSCIRTOldOrNewAsset | Old | Old
domSCIRTOutletType | Dissipator | Dissipator
domSCIRTOutletType | Flap Valve | Flap Valve
domSCIRTOutletType | Grated Head Wall Inlet | Grated Head Wall Inlet
domSCIRTOutletType | Grated Head Wall Outlet | Grated Head Wall Outlet
domSCIRTOutletType | Head Wall Inlet | Head Wall Inlet
domSCIRTOutletType | Head Wall Outlet | Head Wall Outlet
domSCIRTOutletType | Outfall | Outfall
domSCIRTOutletType | Outlet | Outlet
domSCIRTOutletType | Overflow | Overflow
domSCIRTOutletType | Pipe End | Pipe End
domSCIRTOutletType | Soak Pit | Soak Pit
domSCIRTPipeConstruction | ABS | Acrylonitrile Butadiene Styr
domSCIRTPipeConstruction | API | Amer. Petroleum Inst. Steel Pipe
domSCIRTPipeConstruction | CI | Cast Iron
domSCIRTPipeConstruction | CLDI | Concrete Lined Ductile Iron
domSCIRTPipeConstruction | CLS | Concrete Lined Steel
domSCIRTPipeConstruction | CORRGALV | Corrugated Galvanised Steel
domSCIRTPipeConstruction | DI | Ductile Iron
domSCIRTPipeConstruction | GALV | Galvanised Steel
domSCIRTPipeConstruction | GRP | Glass Reinforced Plastic
domSCIRTPipeConstruction | PVC-M | Modified Polyvinyl Chloride
domSCIRTPipeConstruction | PE100 | Polyethylene 100
domSCIRTPipeConstruction | PE80 | Polyethylene 80
domSCIRTPipeConstruction | Polymer Concrete | Polymer Concrete
domSCIRTPipeConstruction | Profile Pipe PR34-7.5 (dbl skin) PE100 | Profile Pipe PR34-7.5 (dbl skin) PE100
domSCIRTPipeConstruction | Profile Pipe PR54-11.8 (single skin) PE100 | Profile Pipe PR54-11.8 (single skin) PE100
domSCIRTPipeConstruction | Profile Pipe PR54-13.4 (dbl skin) PE100 | Profile Pipe PR54-13.4 (dbl skin) PE100
domSCIRTPipeConstruction | Profile Pipe PR54-18.2 (dbl skin) PE100 | Profile Pipe PR54-18.2 (dbl skin) PE100
domSCIRTPipeConstruction | Profile Pipe PR54-20.3 (dbl skin) PE100 | Profile Pipe PR54-20.3 (dbl skin) PE100
domSCIRTPipeConstruction | Profile Pipe PR54-30.2 (dbl skin) PE100 | Profile Pipe PR54-30.2 (dbl skin) PE100
domSCIRTPipeConstruction | Profile Pipe PR54-51.5 (dbl skin) PE100 | Profile Pipe PR54-51.5 (dbl skin) PE100
domSCIRTPipeConstruction | Profile Pipe PR54-8.5 (single skin) PE100 | Profile Pipe PR54-8.5 (single skin) PE100
domSCIRTPipeConstruction | Profile Pipe PR54-86.0 (dbl skin) PE100 | Profile Pipe PR54-86.0 (dbl skin) PE100
domSCIRTPipeConstruction | Profile Pipe PR75-161.4 (dbl skin) PE100 | Profile Pipe PR75-161.4 (dbl skin) PE100
domSCIRTPipeConstruction | Profile Pipe PR75-49.1 (dbl skin) PE100 | Profile Pipe PR75-49.1 (dbl skin) PE100
domSCIRTPipeConstruction | Profile Pipe PR75-73.9 (dbl skin) PE100 | Profile Pipe PR75-73.9 (dbl skin) PE100
domSCIRTPipeConstruction | RCRRJ | Reinf. Concrete Rubber Ring Joint
domSCIRTPipeConstruction | RCRSJ | Reinf. Concrete Skid Ring Joint
domSCIRTPipeConstruction | Slotted PE | Slotted PE land drainage pipe
domSCIRTPipeConstruction | STEEL | Steel
domSCIRTPipeConstruction | PVC-U | Unplasticised Polyvinyl Chloride
domSCIRTPipeProtectionType | Aggregate | Aggregate
domSCIRTPipeProtectionType | Concrete Beam | Concrete Beam
domSCIRTPipeProtectionType | Concrete Cover | Concrete Cover
domSCIRTPipeProtectionType | Concrete Haunch | Concrete Haunch
domSCIRTPipeProtectionType | Concrete Surround | Concrete Surround
domSCIRTPipeProtectionType | Ductile Iron Sleeve | Ductile Iron Sleeve
domSCIRTPipeProtectionType | PVC Sleeve | PVC Sleeve
domSCIRTPipeProtectionType | Reinforced Concrete Cover | Reinforced Concrete Cover
domSCIRTPipeProtectionType | Reinforced Concrete Surround | Reinforced Concrete Surround
domSCIRTPipeProtectionType | Steel Cover | Steel Cover
domSCIRTPipeProtectionType | Steel Surround | Steel Surround
domSCIRTPipeProtectionType | Wrapped Joint | Wrapped Joint
domSCIRTPipeProtectionType | Wrapped Pipe | Wrapped Pipe
domSCIRTPipeShape | Circle | Circle
domSCIRTPipeShape | Egg | Egg
domSCIRTPipeShape | Rectangular | Rectangular
domSCIRTPressureStiffness | A | A (pressure 300 kPa)
domSCIRTPressureStiffness | B | B (pressure 600 kPa)
domSCIRTPressureStiffness | C | C (pressure 900 kPa)
domSCIRTPressureStiffness | Class10 | Concrete Load Class 10
domSCIRTPressureStiffness | Class2 | Concrete Load Class 2 (X)
domSCIRTPressureStiffness | Class3 | Concrete Load Class 3 (Y)
domSCIRTPressureStiffness | Class4 | Concrete Load Class 4 (Z)
domSCIRTPressureStiffness | Class6 | Concrete Load Class 6
domSCIRTPressureStiffness | Class8 | Concrete Load Class 8
domSCIRTPressureStiffness | D | D (pressure 1200 kPa)
domSCIRTPressureStiffness | E | E (pressure 1500 kPa)
domSCIRTPressureStiffness | F | F (pressure 1800 kPa)
domSCIRTPressureStiffness | G | G (pressure 2000 kPa)
domSCIRTPressureStiffness | PN10 | PN10 (pressure 1000 kPa)
domSCIRTPressureStiffness | PN12 | PN12 (pressure 1200 kPa)
domSCIRTPressureStiffness | PN12.5 | PN12.5 (pressure 1250 kPa)
domSCIRTPressureStiffness | PN15 | PN15 (pressure 1500 kPa)
domSCIRTPressureStiffness | PN16 | PN16 (pressure 1600 kPa)
domSCIRTPressureStiffness | PN18 | PN18 (pressure 1800 kPa)
domSCIRTPressureStiffness | PN20 | PN20 (pressure 2000 kPa)
domSCIRTPressureStiffness | PN25 | PN25 (pressure 2500 kPa)
domSCIRTPressureStiffness | PN3 | PN3 (pressure 300 kPa)
domSCIRTPressureStiffness | PN35 | PN35 (pressure 3500 kPa)
domSCIRTPressureStiffness | PN4 | PN4 (pressure 400 kPa)
domSCIRTPressureStiffness | PN5 | PN5 (pressure 500 kPa)
domSCIRTPressureStiffness | PN6 | PN6 (pressure 600 kPa)
domSCIRTPressureStiffness | PN8 | PN8 (pressure 800 kPa)
domSCIRTPressureStiffness | PN9 | PN9 (pressure 900 kPa)
domSCIRTPressureStiffness | SN10 | SN10 (stiffness 10 kN/m2)
domSCIRTPressureStiffness | SN12 | SN12 (stiffness 12 kN/m2)
domSCIRTPressureStiffness | SN16 | SN16 (stiffness 16 kN/m2)
domSCIRTPressureStiffness | SN2 | SN2 (stiffness 2 kN/m2)
domSCIRTPressureStiffness | SN21 | SN21 (stiffness 21 kN/m2)
domSCIRTPressureStiffness | SN22 | SN22 (stiffness 22 kN/m2)
domSCIRTPressureStiffness | SN23 | SN23 (stiffness 23 kN/m2)
domSCIRTPressureStiffness | SN24 | SN24 (stiffness 24 kN/m2)
domSCIRTPressureStiffness | SN25 | SN25 (stiffness 25.4 kN/m2)
domSCIRTPressureStiffness | SN27 | SN27 (stiffness 27 kN/m2)
domSCIRTPressureStiffness | SN4 | SN4 (stiffness 4 kN/m2)
domSCIRTPressureStiffness | SN8 | SN8 (stiffness 8 kN/m2)
domSCIRTRepairMaterial | Clamp | Clamp
domSCIRTRepairMaterial | CIPP-ER | Cured In Place Pipe (Epoxy Resin)
domSCIRTRepairMaterial | CIPP-EV | Cured In Place Pipe (Epoxy Vinyl Ester)
domSCIRTRepairMaterial | CIPP-PR | Cured In Place Pipe (Polyester Resin)
domSCIRTRepairMaterial | CIPP-SR | Cured In Place Pipe (Silicate Resin)
domSCIRTRepairMaterial | DI | Ductile Iron
domSCIRTRepairMaterial | EPDR | Ethylene Propylene Diene Rubber
domSCIRTRepairMaterial | Folded PE | Folded PE
domSCIRTRepairMaterial | Folded PVC | Folded PVC
domSCIRTRepairMaterial | GRP | Glass Reinforced Plastic
domSCIRTRepairMaterial | PE | Polyethylene
domSCIRTRepairMaterial | PVC | Polyvinyl Chloride
domSCIRTRepairMaterial | RCRR | Reinf. Concrete Rubber Ringed
domSCIRTRepairMaterial | Spiral Wound PE | Spiral Wound PE
domSCIRTRepairMaterial | Spiral Wound PVC | Spiral Wound PVC
domSCIRTRepairMaterial | STEEL | Steel
domSCIRTRepairMaterial | PVC-U | Unplasticised Polyvinyl Chloride
domSCIRTRepairType | Clamp | Clamp
domSCIRTRepairType | Full Lining | Full Lining
domSCIRTRepairType | LJR | Lateral Junction Repair
domSCIRTRepairType | Lateral Lining | Lateral Lining
domSCIRTRepairType | Lateral Repair | Lateral Repair
domSCIRTRepairType | Lining Patch | Lining Patch
domSCIRTRepairType | New Pipe Section | New Pipe Section
domSCIRTRepairType | Sliplined | Sliplined
domSCIRTServiceStatus | Abandoned | Abandoned
domSCIRTServiceStatus | In Service | In Service
domSCIRTServiceStatus | Out of Service | Out of Service
domSCIRTServiceStatus | Removed | Removed
domSCIRTSharedConnection | No | No
domSCIRTSharedConnection | Yes | Yes
domSCIRTSWAccessType | Air Valve Chamber | Air Valve Chamber
domSCIRTSWAccessType | Bypass Chamber | Bypass Chamber
domSCIRTSWAccessType | Flowmeter Chamber | Flowmeter Chamber
domSCIRTSWAccessType | Flushing Siphon Chamber | Flushing Siphon Chamber
domSCIRTSWAccessType | Grease Trap | Grease Trap
domSCIRTSWAccessType | Gully Trap | Gully Trap
domSCIRTSWAccessType | Inspection Chamber | Inspection Chamber
domSCIRTSWAccessType | Inspection Point | Inspection Point
domSCIRTSWAccessType | Manhole | Manhole
domSCIRTSWAccessType | Master Trap | Master Trap
domSCIRTSWAccessType | Non-Standard Manhole | Non-Standard Manhole
domSCIRTSWAccessType | Odour Filter | Odour Filter
domSCIRTSWAccessType | Petrol Oil Interceptor | Petrol Oil Interceptor
domSCIRTSWAccessType | PS Dry Well | Pump Station Dry Well
domSCIRTSWAccessType | PS Wet Well | Pump Station Wet Well
domSCIRTSWAccessType | Sedimentation Trap | Sedimentation Trap
domSCIRTSWAccessType | Splitter Manhole | Splitter Manhole
domSCIRTSWAccessType | Valve Chamber | Valve Chamber
domSCIRTSWFlowRestrictionType | Weir | Weir
domSCIRTSWInletType | Corner Sump | Corner Sump
domSCIRTSWInletType | Dome Sump | Dome Sump
domSCIRTSWInletType | Double Sump | Double Sump
domSCIRTSWInletType | Gross Debris Trap | Gross Debris Trap
domSCIRTSWInletType | Hillside Sump | Hillside Sump
domSCIRTSWInletType | Pipe End | Pipe End
domSCIRTSWInletType | Silt Trap | Silt Trap
domSCIRTSWInletType | Single Sump | Single Sump
domSCIRTSWInletType | Triple Sump | Triple Sump
domSCIRTSWLateralType | Gravity | Gravity
domSCIRTSWLateralType | Internal to Structure | Internal to Structure
domSCIRTSWLateralType | Pressure | Pressure
domSCIRTSWPipeType | Arch Culvert | Arch Culvert
domSCIRTSWPipeType | Box Culvert | Box Culvert
domSCIRTSWPipeType | Bridge | Bridge
domSCIRTSWPipeType | Covered Half Pipe | Covered Half Pipe
domSCIRTSWPipeType | Field Tile | Field Tile
domSCIRTSWPipeType | Grated Drain | Grated Drain
domSCIRTSWPipeType | Gravity | Gravity
domSCIRTSWPipeType | Gravity Collector | Gravity Collector
domSCIRTSWPipeType | Internal to Structure | Internal to Structure
domSCIRTSWPipeType | Overflow | Overflow
domSCIRTSWPipeType | Pressure | Pressure
domSCIRTSWPipeType | Round Culvert | Round Culvert
domSCIRTSWPipeType | Syphon | Syphon
domSCIRTSWPipeType | Vent | Vent
domSCIRTSWPumpType | Lift | Lift
domSCIRTSWPumpType | SW Pump | SW Pump
domSCIRTSWPumpType | Vacuum | Vacuum
domSCIRTSWPumpType | WW Pump | WW Pump
domSCIRTSWStructureMaterial | Aggregate | Aggregate
domSCIRTSWStructureMaterial | Brick | Brick
domSCIRTSWStructureMaterial | Concrete | Concrete
domSCIRTSWStructureMaterial | Fibreglass | Fibreglass
domSCIRTSWStructureMaterial | Metal | Metal
domSCIRTSWStructureMaterial | Plastic | Plastic
domSCIRTSWStructureMaterial | Reinforced Concrete | Reinforced Concrete
domSCIRTSWStructureMaterial | Timber | Timber
domSCIRTSWStructureType | Anchor Block | Anchor Block
domSCIRTSWStructureType | Backwash Tank | Backwash Tank
domSCIRTSWStructureType | BioFilter | BioFilter
domSCIRTSWStructureType | Break Pressure Tank | Break Pressure Tank
domSCIRTSWStructureType | Bypass Chamber | Bypass Chamber
domSCIRTSWStructureType | Control Cabinet | Control Cabinet
domSCIRTSWStructureType | Cooling Tank | Cooling Tank
domSCIRTSWStructureType | Energy Disperser | Energy Disperser
domSCIRTSWStructureType | Fan Chamber | Fan Chamber
domSCIRTSWStructureType | Fire Tank | Fire Tank
domSCIRTSWStructureType | Flowmeter Chamber | Flowmeter Chamber
domSCIRTSWStructureType | Flume | Flume
domSCIRTSWStructureType | Fuel Tank | Fuel Tank
domSCIRTSWStructureType | Gauging Weir Chamber | Gauging Weir Chamber
domSCIRTSWStructureType | Generator | Generator
domSCIRTSWStructureType | Inlet | Inlet
domSCIRTSWStructureType | Manhole | Manhole
domSCIRTSWStructureType | Odour Filter | Odour Filter
domSCIRTSWStructureType | Outlet | Outlet
domSCIRTSWStructureType | Pipe Bridge | Pipe Bridge
domSCIRTSWStructureType | Pump Chamber | Pump Chamber
domSCIRTSWStructureType | Pump House | Pump House
domSCIRTSWStructureType | PS Dry Well | Pump Station Dry Well
domSCIRTSWStructureType | PS Wet Well | Pump Station Wet Well
domSCIRTSWStructureType | Reservoir | Reservoir
domSCIRTSWStructureType | Screening Plant | Screening Plant
domSCIRTSWStructureType | Settling Tank | Settling Tank
domSCIRTSWStructureType | Silt Trap | Silt Trap
domSCIRTSWStructureType | Splitter Manhole | Splitter Manhole
domSCIRTSWStructureType | Syphon Chamber | Syphon Chamber
domSCIRTSWStructureType | Thrust Block Non-Standard | Thrust Block Non-Standard
domSCIRTSWStructureType | Thrust Block Rectangular | Thrust Block Rectangular
domSCIRTSWStructureType | Thrust Block Triangular | Thrust Block Triangular
domSCIRTSWStructureType | Transformer | Transformer
domSCIRTSWStructureType | Treatment Plant | Treatment Plant
domSCIRTSWStructureType | Truck Wash | Truck Wash
domSCIRTSWStructureType | Tunnel | Tunnel
domSCIRTSWStructureType | Valve Chamber | Valve Chamber
domSCIRTSWStructureType | Water Stop | Water Stop
domSCIRTSWStructureType | Water Tank | Water Tank
domSCIRTSWStructureType | Weir | Weir
domSCIRTSWStructureType | Well | Well
domSCIRTSWValveType | Air Release | Air Release
domSCIRTSWValveType | Ball | Ball
domSCIRTSWValveType | Butterfly | Butterfly
domSCIRTSWValveType | Flap | Flap
domSCIRTSWValveType | Float | Float
domSCIRTSWValveType | Flush | Flush
domSCIRTSWValveType | Flushing Siphon | Flushing Siphon
domSCIRTSWValveType | Gate | Gate
domSCIRTSWValveType | Motorised | Motorised
domSCIRTSWValveType | Non Return | Non Return
domSCIRTSWValveType | Sluice | Sluice
domSCIRTSWValveType | Transducer | Transducer
domSCIRTTelemetryFitted | No | No
domSCIRTTelemetryFitted | Yes | Yes
domSCIRTTrafficable | Non-trafficable | Non-trafficable
domSCIRTTrafficable | Trafficable | Trafficable
domSCIRTTrenched | No | No
domSCIRTTrenched | Yes | Yes
domSCIRTValveActuation | automatic non motorised | automatic non motorised
domSCIRTValveActuation | manual | manual
domSCIRTValveActuation | motorised | motorised
domSCIRTValveClosureRotation | anti-clockwise | anti-clockwise
domSCIRTValveClosureRotation | clockwise | clockwise
domSCIRTValveClosureRotation | n/a | n/a
domSCIRTValveControlPoint | at valve | at valve
domSCIRTValveControlPoint | off site | off site
domSCIRTValveControlPoint | on site | on site
domSCIRTValveFunction | Burst Control | Burst Control
domSCIRTValveFunction | Bypass | Bypass
domSCIRTValveFunction | Drinking Fountain | Drinking Fountain
domSCIRTValveFunction | Emergency Only | Emergency Only
domSCIRTValveFunction | Emergency Waste Removal | Emergency Waste Removal
domSCIRTValveFunction | Fire Service | Fire Service
domSCIRTValveFunction | Flushing Point | Flushing Point
domSCIRTValveFunction | Irrigation | Irrigation
domSCIRTValveFunction | Isolation | Isolation
domSCIRTValveFunction | Lateral Supply | Lateral Supply
domSCIRTValveFunction | No special function | No special function
domSCIRTValveFunction | Pressure Maintaining | Pressure Maintaining
domSCIRTValveFunction | Pressure Reducing | Pressure Reducing
domSCIRTValveFunction | Scour | Scour
domSCIRTValveFunction | Tap | Tap
domSCIRTValveFunction | Transducer | Transducer
domSCIRTValveFunction | Vacuum shut off | Vacuum shut off
domSCIRTValveNormalOperating | automatic | automatic
domSCIRTValveNormalOperating | closed | closed
domSCIRTValveNormalOperating | open | open
domSCIRTWSConnectorType | 2 | 2 pipes
domSCIRTWSConnectorType | 3 | 3 pipes
domSCIRTWSConnectorType | 4 | 4 pipes
domSCIRTWSConnectorType | 5 | 5 pipes
domSCIRTWSConnectorType | 6 | 6 pipes
domSCIRTWSConnectorType | Bellows | Bellows
domSCIRTWSHydrantType | Non-Standard | Non-Standard
domSCIRTWSHydrantType | Standard | Standard
domSCIRTWSOutletType | Overflow | Overflow
domSCIRTWSOutletType | Reservoir | Reservoir
domSCIRTWSOutletType | Scour | Scour
domSCIRTWSPipeType | Crossover | Crossover
domSCIRTWSPipeType | Internal to Structure | Internal to Structure
domSCIRTWSPipeType | Lateral | Lateral
domSCIRTWSPipeType | Main | Main
domSCIRTWSPipeType | Submain | Submain
domSCIRTWSPumpType | Booster | Booster
domSCIRTWSPumpType | Primary | Primary
domSCIRTWSPumpType | Standby | Standby
domSCIRTWSStructureMaterial | Aggregate | Aggregate
domSCIRTWSStructureMaterial | Brick | Brick
domSCIRTWSStructureMaterial | Concrete | Concrete
domSCIRTWSStructureMaterial | Fibreglass | Fibreglass
domSCIRTWSStructureMaterial | Metal | Metal
domSCIRTWSStructureMaterial | Plastic | Plastic
domSCIRTWSStructureMaterial | Reinforced Concrete | Reinforced Concrete
domSCIRTWSStructureMaterial | Timber | Timber
domSCIRTWSStructureType | Anchor Block | Anchor Block
domSCIRTWSStructureType | Backwash Tank | Backwash Tank
domSCIRTWSStructureType | Break Pressure Tank | Break Pressure Tank
domSCIRTWSStructureType | Bypass Chamber | Bypass Chamber
domSCIRTWSStructureType | Cooling Tank | Cooling Tank
domSCIRTWSStructureType | Fire Tank | Fire Tank
domSCIRTWSStructureType | Flowmeter Chamber | Flowmeter Chamber
domSCIRTWSStructureType | Generator | Generator
domSCIRTWSStructureType | Manhole | Manhole
domSCIRTWSStructureType | Pump Chamber | Pump Chamber
domSCIRTWSStructureType | Pump House | Pump House
domSCIRTWSStructureType | Reservoir | Reservoir
domSCIRTWSStructureType | Settling Tank | Settling Tank
domSCIRTWSStructureType | Syphon Chamber | Syphon Chamber
domSCIRTWSStructureType | Thrust Block Non-Standard | Thrust Block Non-Standard
domSCIRTWSStructureType | Thrust Block Rectangular | Thrust Block Rectangular
domSCIRTWSStructureType | Thrust Block Triangular | Thrust Block Triangular
domSCIRTWSStructureType | Transformer | Transformer
domSCIRTWSStructureType | Valve Chamber | Valve Chamber
domSCIRTWSStructureType | Water Stop | Water Stop
domSCIRTWSStructureType | Water Tank | Water Tank
domSCIRTWSStructureType | Well | Well
domSCIRTWSTankConstructionStyle | Cast Insitu | Cast Insitu
domSCIRTWSTankConstructionStyle | Masonry | Masonry
domSCIRTWSTankConstructionStyle | Precast | Precast
domSCIRTWSTankConstructionStyle | Prefabricated | Prefabricated
domSCIRTWSTankConstructionStyle | Sectional | Sectional
domSCIRTWSValveBuried | No | No
domSCIRTWSValveBuried | Yes | Yes
domSCIRTWSValveType | Air Release | Air Release
domSCIRTWSValveType | Backflow Prevention | Backflow Prevention
domSCIRTWSValveType | Backflow Prevention RPZ | Backflow Prevention RPZ
domSCIRTWSValveType | Ball | Ball
domSCIRTWSValveType | Burst Control | Burst Control
domSCIRTWSValveType | Butterfly | Butterfly
domSCIRTWSValveType | Gate | Gate
domSCIRTWSValveType | Motorised | Motorised
domSCIRTWSValveType | Non Return | Non Return
domSCIRTWSValveType | Pressure Reducing | Pressure Reducing
domSCIRTWSValveType | Pressure Relief | Pressure Relief
domSCIRTWSValveType | Pressure Sustaining | Pressure Sustaining
domSCIRTWSValveType | Sluice | Sluice
domSCIRTWSValveType | Tap | Tap
domSCIRTWSValveType | Transducer | Transducer
domSCIRTWWAccessType | Additional Vacuum Storage | Additional Vacuum Storage
domSCIRTWWAccessType | Air Valve Chamber | Air Valve Chamber
domSCIRTWWAccessType | Bypass Chamber | Bypass Chamber
domSCIRTWWAccessType | Cable Draw Point | Cable Draw Point
domSCIRTWWAccessType | Flowmeter Chamber | Flowmeter Chamber
domSCIRTWWAccessType | Flush Manhole | Flush Manhole
domSCIRTWWAccessType | Flushing Siphon Chamber | Flushing Siphon Chamber
domSCIRTWWAccessType | Grease Trap | Grease Trap
domSCIRTWWAccessType | Gully Trap | Gully Trap
domSCIRTWWAccessType | Inspection Chamber | Inspection Chamber
domSCIRTWWAccessType | Inspection Point | Inspection Point
domSCIRTWWAccessType | Manhole | Manhole
domSCIRTWWAccessType | Master Trap | Master Trap
domSCIRTWWAccessType | Non-Standard Manhole | Non-Standard Manhole
domSCIRTWWAccessType | Odour Filter | Odour Filter
domSCIRTWWAccessType | Petrol Oil Interceptor | Petrol Oil Interceptor
domSCIRTWWAccessType | PS Dry Well | Pump Station Dry Well
domSCIRTWWAccessType | PS Wet Well | Pump Station Wet Well
domSCIRTWWAccessType | Sedimentation Trap | Sedimentation Trap
domSCIRTWWAccessType | Vacuum Maintenance Riser | Vacuum Maintenance Riser
domSCIRTWWAccessType | Valve Chamber | Valve Chamber
domSCIRTWWBoundaryKitType | non-standard | non-standard
domSCIRTWWBoundaryKitType | standard | standard
domSCIRTWWControlPanelType | non-standard | non-standard
domSCIRTWWControlPanelType | standard | standard
domSCIRTWWFlushTankOperation | Automatic | Automatic
domSCIRTWWFlushTankOperation | Manual | Manual
domSCIRTWWFlushTankOperation | Manual/Automatic | Manual/Automatic
domSCIRTWWFlushTankType | Flushing Siphon Reservoir | Flushing Siphon Reservoir
domSCIRTWWFlushTankType | Non-Standard Non-Vented | Non-Standard Non-Vented
domSCIRTWWFlushTankType | Non-Standard Vented | Non-Standard Vented
domSCIRTWWFlushTankType | Standard Non-Vented | Standard Non-Vented
domSCIRTWWFlushTankType | Standard Vented | Standard Vented
domSCIRTWWLateralType | Gravity | Gravity
domSCIRTWWLateralType | Internal to Structure | Internal to Structure
domSCIRTWWLateralType | Local Pressure | Local Pressure
domSCIRTWWLateralType | Pressure | Pressure
domSCIRTWWLateralType | Vacuum | Vacuum
domSCIRTWWLateralType | Vent | Vent
domSCIRTWWPipeType | AGS Supply | AGS Supply
domSCIRTWWPipeType | Flush | Flush
domSCIRTWWPipeType | Gravity | Gravity
domSCIRTWWPipeType | Gravity Collector | Gravity Collector
domSCIRTWWPipeType | Internal to Structure | Internal to Structure
domSCIRTWWPipeType | Low Pressure System | Low Pressure System
domSCIRTWWPipeType | Overflow | Overflow
domSCIRTWWPipeType | Pressure | Pressure
domSCIRTWWPipeType | Syphon | Syphon
domSCIRTWWPipeType | Vacuum | Vacuum
domSCIRTWWPipeType | Vent | Vent
domSCIRTWWPressureCableType | Local Pressure System | Local Pressure System
domSCIRTWWPressureCableType | Pump Station Electrical | Pump Station Electrical
domSCIRTWWPressureCableType | Pump Station Other | Pump Station Other
domSCIRTWWPressureCableType | Vacuum System | Vacuum System
domSCIRTWWPressureTankType | double non-trafficable | double non-trafficable
domSCIRTWWPressureTankType | double trafficable | double trafficable
domSCIRTWWPressureTankType | quadruple non-trafficable | quadruple non-trafficable
domSCIRTWWPressureTankType | quadruple trafficable | quadruple trafficable
domSCIRTWWPressureTankType | single non-trafficable | single non-trafficable
domSCIRTWWPressureTankType | single trafficable | single trafficable
domSCIRTWWPressureTankType | storage non-trafficable | storage non-trafficable
domSCIRTWWPressureTankType | storage trafficable | storage trafficable
domSCIRTWWPressureTankType | triple non-trafficable | triple non-trafficable
domSCIRTWWPressureTankType | triple trafficable | triple trafficable
domSCIRTWWPumpType | Lift | Lift
domSCIRTWWPumpType | Vacuum | Vacuum
domSCIRTWWPumpType | WW Pump | WW Pump
domSCIRTWWStructureMaterial | Aggregate | Aggregate
domSCIRTWWStructureMaterial | Brick | Brick
domSCIRTWWStructureMaterial | Concrete | Concrete
domSCIRTWWStructureMaterial | Fibreglass | Fibreglass
domSCIRTWWStructureMaterial | Metal | Metal
domSCIRTWWStructureMaterial | Plastic | Plastic
domSCIRTWWStructureMaterial | Reinforced Concrete | Reinforced Concrete
domSCIRTWWStructureMaterial | Timber | Timber
domSCIRTWWStructureType | Anchor Block | Anchor Block
domSCIRTWWStructureType | BioFilter | BioFilter
domSCIRTWWStructureType | Bypass Chamber | Bypass Chamber
domSCIRTWWStructureType | Control Cabinet | Control Cabinet
domSCIRTWWStructureType | Fan Chamber | Fan Chamber
domSCIRTWWStructureType | Flowmeter Chamber | Flowmeter Chamber
domSCIRTWWStructureType | Flume | Flume
domSCIRTWWStructureType | Fuel Tank | Fuel Tank
domSCIRTWWStructureType | Gauging Weir Chamber | Gauging Weir Chamber
domSCIRTWWStructureType | Generator | Generator
domSCIRTWWStructureType | Inlet | Inlet
domSCIRTWWStructureType | Manhole | Manhole
domSCIRTWWStructureType | Odour Filter | Odour Filter
domSCIRTWWStructureType | Pump Chamber | Pump Chamber
domSCIRTWWStructureType | Pump House | Pump House
domSCIRTWWStructureType | PS Dry Well | Pump Station Dry Well
domSCIRTWWStructureType | PS Wet Well | Pump Station Wet Well
domSCIRTWWStructureType | Splitter Manhole | Splitter Manhole
domSCIRTWWStructureType | Syphon Chamber | Syphon Chamber
domSCIRTWWStructureType | Thrust Block Non-Standard | Thrust Block Non-Standard
domSCIRTWWStructureType | Thrust Block Rectangular | Thrust Block Rectangular
domSCIRTWWStructureType | Thrust Block Triangular | Thrust Block Triangular
domSCIRTWWStructureType | Transformer | Transformer
domSCIRTWWStructureType | Valve Chamber | Valve Chamber
domSCIRTWWStructureType | Water Stop | Water Stop
domSCIRTWWStructureType | Water Tank | Water Tank
domSCIRTWWStructureType | Weir | Weir
domSCIRTWWTankAdditionalStorage | Large Pipe | Large Pipe
domSCIRTWWTankAdditionalStorage | Manhole | Manhole
domSCIRTWWTankAdditionalStorage | None | None
domSCIRTWWTankAdditionalStorage | Special | Special
domSCIRTWWTankBottomPlate | No | No
domSCIRTWWTankBottomPlate | Yes | Yes
domSCIRTWWTelemetryDucts | No | No
domSCIRTWWTelemetryDucts | Yes | Yes
domSCIRTWWVacuumChamberType | Collector Type A | Collector Type A
domSCIRTWWVacuumChamberType | Collector Type B | Collector Type B
domSCIRTWWVacuumChamberType | Interceptor Splitter Manhole | Interceptor Splitter Manhole
domSCIRTWWVacuumChamberType | Interceptor Suction Chamber | Interceptor Suction Chamber
domSCIRTWWVacuumChamberType | Interceptor Type A | Interceptor Type A
domSCIRTWWVacuumChamberType | Interceptor Type B | Interceptor Type B
domSCIRTWWVacuumChamberType | Interceptor Valve Chamber | Interceptor Valve Chamber
domSCIRTWWVacuumChamberType | Special | Special
domSCIRTWWValveType | Air Release | Air Release
domSCIRTWWValveType | Ball | Ball
domSCIRTWWValveType | Butterfly | Butterfly
domSCIRTWWValveType | Flap | Flap
domSCIRTWWValveType | Float | Float
domSCIRTWWValveType | Flush | Flush
domSCIRTWWValveType | Flushing Siphon | Flushing Siphon
domSCIRTWWValveType | Gate | Gate
domSCIRTWWValveType | Motorised | Motorised
domSCIRTWWValveType | Non Return | Non Return
domSCIRTWWValveType | Sluice | Sluice
domSCIRTWWValveType | Transducer | Transducer
domSCIRTXXLateralType | Gravity | Gravity
domSCIRTXXLateralType | Internal to Structure | Internal to Structure
domSCIRTXXLateralType | Local Pressure | Local Pressure
domSCIRTXXLateralType | Pressure | Pressure
domSCIRTXXLateralType | Vacuum | Vacuum
domSCIRTXXLateralType | Vent | Vent
domSCIRTXXPumpType | Booster | Booster
domSCIRTXXPumpType | Lift | Lift
domSCIRTXXPumpType | Primary | Primary
domSCIRTXXPumpType | Standby | Standby
domSCIRTXXPumpType | SW Pump | SW Pump
domSCIRTXXPumpType | Vacuum | Vacuum
domSCIRTXXPumpType | WW Pump | WW Pump
domSCIRTXXStructureMaterial | Aggregate | Aggregate
domSCIRTXXStructureMaterial | Brick | Brick
domSCIRTXXStructureMaterial | Concrete | Concrete
domSCIRTXXStructureMaterial | Fibreglass | Fibreglass
domSCIRTXXStructureMaterial | Metal | Metal
domSCIRTXXStructureMaterial | Plastic | Plastic
domSCIRTXXStructureMaterial | Reinforced Concrete | Reinforced Concrete
domSCIRTXXStructureMaterial | Timber | Timber
domSCIRTXXStructureType | Anchor Block | Anchor Block
domSCIRTXXStructureType | Backwash Tank | Backwash Tank
domSCIRTXXStructureType | BioFilter | BioFilter
domSCIRTXXStructureType | Break Pressure Tank | Break Pressure Tank
domSCIRTXXStructureType | Bypass Chamber | Bypass Chamber
domSCIRTXXStructureType | Control Cabinet | Control Cabinet
domSCIRTXXStructureType | Cooling Tank | Cooling Tank
domSCIRTXXStructureType | Energy Disperser | Energy Disperser
domSCIRTXXStructureType | Fan Chamber | Fan Chamber
domSCIRTXXStructureType | Fire Tank | Fire Tank
domSCIRTXXStructureType | Flowmeter Chamber | Flowmeter Chamber
domSCIRTXXStructureType | Flume | Flume
domSCIRTXXStructureType | Fuel Tank | Fuel Tank
domSCIRTXXStructureType | Gauging Weir Chamber | Gauging Weir Chamber
domSCIRTXXStructureType | Generator | Generator
domSCIRTXXStructureType | Inlet | Inlet
domSCIRTXXStructureType | Manhole | Manhole
domSCIRTXXStructureType | Odour Filter | Odour Filter
domSCIRTXXStructureType | Outlet | Outlet
domSCIRTXXStructureType | Pipe Bridge | Pipe Bridge
domSCIRTXXStructureType | Pump Chamber | Pump Chamber
domSCIRTXXStructureType | Pump House | Pump House
domSCIRTXXStructureType | PS Dry Well | Pump Station Dry Well
domSCIRTXXStructureType | PS Wet Well | Pump Station Wet Well
domSCIRTXXStructureType | Reservoir | Reservoir
domSCIRTXXStructureType | Screening Plant | Screening Plant
domSCIRTXXStructureType | Settling Tank | Settling Tank
domSCIRTXXStructureType | Silt Trap | Silt Trap
domSCIRTXXStructureType | Splitter Manhole | Splitter Manhole
domSCIRTXXStructureType | Syphon Chamber | Syphon Chamber
domSCIRTXXStructureType | Thrust Block Non-Standard | Thrust Block Non-Standard
domSCIRTXXStructureType | Thrust Block Rectangular | Thrust Block Rectangular
domSCIRTXXStructureType | Thrust Block Triangular | Thrust Block Triangular
domSCIRTXXStructureType | Transformer | Transformer
domSCIRTXXStructureType | Treatment Plant | Treatment Plant
domSCIRTXXStructureType | Truck Wash | Truck Wash
domSCIRTXXStructureType | Tunnel | Tunnel
domSCIRTXXStructureType | Valve Chamber | Valve Chamber
domSCIRTXXStructureType | Water Stop | Water Stop
domSCIRTXXStructureType | Water Tank | Water Tank
domSCIRTXXStructureType | Weir | Weir
domSCIRTXXStructureType | Well | Well

## SurveyAsbuiltReport
Information | Details - please provide
List of construction drawings (list drawing numbers)
Survey benchmark used for control
Equipment used (and calibration expiry date)
Summary of redline drawing changes (summarise changes from design)
General comments (include unexpected findings and any other comments worth noting)